{"text_format":"1","workbook":"xlsx","n_sheets":16,"sheets":["Bruger","Beregn1","RG_d","SA_d","BR1_d","BR2_d","BR3_d","BA_d","GR_d","Rain_Garden","Soakaway_no_drain","Bio_Retention_cell_no_drain","Bio_Retention_cell_no_exfiltrat","Bio_Retention_cell_offset","Detention_Pond","Green_Roof"],"not_rendered":{"charts":1,"images":8,"macros":1,"external_links":0,"defined_names":28,"comments":0,"pivot_tables":0},"unopened":[],"bounds":{"document_bytes":16777216,"sheet_cells":100000,"rows_first":2000,"rows_last":500,"rows_between":2000,"halvings":0,"cell_chars":16384,"cell_head_chars":4096},"cells_cut":0,"cells_raw":0,"read":"whole","date_system":"1900"}

{"sheet":"Bruger","index":0,"n_rows":98,"n_cols":34,"rows_kept":98,"cut":false,"hidden":false,"merged":[[0,5,0,10],[0,12,0,14],[0,0,0,3]]}
["***Foretag kun ændringer i de farvede felter***",null,null,null,"***Tryk Beregn***","Vandbalance for opland + LAR",null,null,null,null,null,null,"Gentagelsesperiode for overløb og regndybde"]
[null,null,null,null,null,null,null,null,null,null,null,null,null,"Gentagelsesperiode for overløb [år]","Regndybde\n[mm]",null,null,null,null,null,null,null,null,null,null,null,null,"Regnbed","Faskine","Regnbed med faskine","Regnbed med faskine og hævet drosselledning","Regnbed med drænet faskine og tæt bund","Grønt tag","Vådt bassin"]
["Årsmiddelnedbør (valgfrit)",630,"mm","benyttes til grønt tag",null,null,null,null,null,null,null,null,{"$f":"AB2","v":"Regnbed"},{"$f":"G24","v":0.67100000000000004},{"$f":"G25","v":41.488125000000004},null,null,null,null,null,null,null,null,null,null,null,"Nedsivning",{"$f":"G21","v":63.4},{"$f":"G29","v":72.099999999999994},{"$f":"G43","v":68.25},{"$f":"G55","v":34.939999999999991}]
[null,null,null,null,null,null,null,null,null,null,null,null,{"$f":"AC2","v":"Faskine"},{"$f":"G32","v":8.4269999999999996},{"$f":"G33","v":93.459548611111089},null,null,null,null,null,null,null,null,null,null,null,"Fordampning",{"$f":"G22","v":31.6},{"$f":"G30","v":27.6},{"$f":"G44","v":31.5},{"$f":"G56","v":31.52000000000001},{"$f":"G69","v":31.5},{"$f":"G81","v":27.135135135135137},{"$f":"G90","v":26.62}]
["Vandopland",null,null,null,null,null,null,null,null,null,null,null,{"$f":"AD2","v":"Regnbed med faskine"},{"$f":"G46","v":21.742599999999996},{"$f":"G47","v":136.23706597222221},null,null,null,null,null,null,null,null,null,null,null,"Forsinket afledning via drosselledning",null,null,null,{"$f":"G57","v":33.58},{"$f":"G70","v":68.5},{"$f":"G82","v":5.3745173745173753},{"$f":"G91","v":73.41}]
["Vandoplandsareal ",2.2200000000000001E-2,"ha",null,null,null,null,null,null,null,null,null,{"$f":"AE2","v":"Regnbed med faskine og hævet drosselledning"},{"$f":"G72","v":30.741599999999998},{"$f":"G73","v":140.75321180555554},null,null,null,null,null,null,null,null,null,null,null,"Overløb",{"$f":"G23","v":5.4},{"$f":"G31","v":1},{"$f":"G45","v":0.5},{"$f":"G58","v":0},{"$f":"G71","v":0},{"$f":"G83","v":0},{"$f":"G92","v":0}]
["Befæstelsesgrad",35,"%",null,null,null,null,null,null,null,null,null,{"$f":"AF2","v":"Regnbed med drænet faskine og tæt bund"},{"$f":"G59","v":30.741599999999991},{"$f":"G60","v":139.84998263888886},null,null,null,null,null,null,null,null,null,null,null,"Direkte afledning",null,null,null,null,null,{"$f":"G84","v":67.490347490347503}]
["Befæstet areal",{"$f":"B6*(B7/100)","v":7.77E-3},"ha",null,null,null,null,null,null,null,null,null,{"$f":"AG2","v":"Grønt tag"},{"$f":"G85","v":13.663},{"$f":"G86","v":45},null,null,null,null,null,null,null,null,null,null,null,"Sum",{"$f":"SUM(AB3:AB6)","v":100.4},{"$f":"SUM(AC3:AC6)","v":100.69999999999999},100.25,{"$f":"SUM(AE3:AE6)","v":100.04},{"$f":"SUM(AF3:AF6)","v":100},{"$f":"SUM(AG3:AG7)","v":100.00000000000001},{"$f":"SUM(AH3:AH7)","v":100.03}]
[null,null,null,null,null,null,null,null,null,null,null,null,{"$f":"AH2","v":"Vådt bassin"},{"$f":"G93","v":">41"},{"$f":"G94","v":87.962962962962948}]
["LAR-element"]
["Areal",8.6999999999999993,"m²"]
["Arealforhold",{"$f":"B11/(B8*10000)","v":0.11196911196911195},"-"]
[]
[]
["Hydraulisk ledningsevne i undergrund",{"$f":"2*10^-7","v":1.9999999999999999E-7},"m/s"]
[]
[]
[]
["Regnbed"]
["Konstant overfladefordybning på 300 mm og filtermuld på 500 mm",null,null,null,null,"Effekt"]
[null,null,null,"Gyldighedsområde",null,"Årlig nedsivning",{"$f":"IF(Beregn1!$C$44=TRUE,(Beregn1!B55*100),\"-\")","v":63.4},"%",{"$f":"IF(G21=\"-\",\"-\",Beregn1!$B$36*(G21/100))","v":31.034934},"m³"]
["Hydraulisk ledningsevne i undergrund",{"$f":"B15","v":1.9999999999999999E-7},"m/s","(2.78E-08  -  3.34E-05)",null,"Årlig fordampning",{"$f":"IF(Beregn1!$C$44=TRUE,(Beregn1!B56*100),\"-\")","v":31.6},"%",{"$f":"IF(G22=\"-\",\"-\",Beregn1!$B$36*(G22/100))","v":15.468516000000001},"m³"]
[null,null,null,null,null,"Årlig overløb",{"$f":"IF(Beregn1!$C$44=TRUE,(Beregn1!B58*100),\"-\")","v":5.4},"%",{"$f":"IF(G23=\"-\",\"-\",Beregn1!$B$36*(G23/100))","v":2.6433540000000004},"m³"]
["Arealforhold",{"$f":"$B$12","v":0.11196911196911195},null,"(0.02  -  0.4)",null,"Gentagelsesperiod for overløb",{"$f":"IF(Beregn1!$C$44=TRUE,Beregn1!B59,\"-\")","v":0.67100000000000004},"år"]
[null,null,null," ",null,"Regndybde håndteret før overløb",{"$f":"IF(Beregn1!$C$44=TRUE,Beregn1!O61,\"-\")","v":41.488125000000004},"mm"]
[]
["Faskine"]
["Konstant faskinedybde på 1000 mm",null,null,null,null,"Effekt"]
[null,null,null,"Gyldighedsområde",null,"Årlig nedsivning",{"$f":"IF(Beregn1!$C$44=TRUE,(Beregn1!C55*100),\"-\")","v":72.099999999999994},"%",{"$f":"IF(G29=\"-\",\"-\",Beregn1!$B$36*(G29/100))","v":35.293670999999996},"m³"]
["Hydraulisk ledningsevne i undergrund",{"$f":"B15","v":1.9999999999999999E-7},"m/s","(2.78E-08  -  3.34E-05)",null,"Årlig fordampning",{"$f":"IF(Beregn1!$C$44=TRUE,(Beregn1!C56*100),\"-\")","v":27.6},"%",{"$f":"IF(G30=\"-\",\"-\",Beregn1!$B$36*(G30/100))","v":13.510476000000001},"m³"]
[null,null,null,null,null,"Årlig overløb",{"$f":"IF(Beregn1!$C$44=TRUE,(Beregn1!C58*100),\"-\")","v":1},"%",{"$f":"IF(G31=\"-\",\"-\",Beregn1!$B$36*(G31/100))","v":0.48951},"m³"]
["Arealforhold",{"$f":"$B$12","v":0.11196911196911195},null,"(0.02  -  0.4)",null,"Gentagelsesperiod for overløb",{"$f":"IF(Beregn1!$C$44=TRUE,Beregn1!C59,\"-\")","v":8.4269999999999996},"år"]
[null,null,null,null,null,"Regndybde håndteret før overløb",{"$f":"IF(Beregn1!$C$44=TRUE,Beregn1!P61,\"-\")","v":93.459548611111089},"mm"]
[]
[]
[]
[]
[]
[]
[]
["Regnbed med faskine"]
["Dybder",null,null,"Gyldighedsområde",null,"Effekt"]
["Overfladefordybning",300,"mm","(100  -  600)",null,"Årlig nedsivning",{"$f":"IF(Beregn1!$D$52=TRUE,(Beregn1!D55*100),\"-\")","v":68.25},"%",{"$f":"IF(G43=\"-\",\"-\",Beregn1!$B$36*(G43/100))","v":33.409057500000003},"m³"]
["Filtermuld",500,"mm","(300  -  600)",null,"Årlig fordampning",{"$f":"IF(Beregn1!$D$52=TRUE,(Beregn1!D56*100),\"-\")","v":31.5},"%",{"$f":"IF(G44=\"-\",\"-\",Beregn1!$B$36*(G44/100))","v":15.419565},"m³"]
["Faskine",1000,"mm","(400  -  1000)",null,"Årlig overløb",{"$f":"IF(Beregn1!$D$52=TRUE,(Beregn1!D58*100),\"-\")","v":0.5},"%",{"$f":"IF(G45=\"-\",\"-\",Beregn1!$B$36*(G45/100))","v":0.244755},"m³"]
[null,null,null,null,null,"Gentagelsesperiod for overløb",{"$f":"IF(Beregn1!$D$52=TRUE,Beregn1!D59,\"-\")","v":21.742599999999996},"år"]
["Hydraulisk ledningsevne i undergrund",{"$f":"B15","v":1.9999999999999999E-7},"m/s","(1.39E-07  -  3.34E-05)",null,"Regndybde håndteret før overløb",{"$f":"IF(Beregn1!$D$52=TRUE,Beregn1!Q61,\"-\")","v":136.23706597222221},"mm"]
[]
["Arealforhold",{"$f":"$B$12","v":0.11196911196911195},null,"(0.02  -  0.2)"]
[]
[]
[]
["Regnbed med faskine og hævet drosselledning"]
["Dybder",null,null,"Gyldighedsområde",null,"Effekt"]
["Overfladefordybning",300,"mm","(100  -  600)",null,"Årlig nedsivning",{"$f":"IF(Beregn1!$F$52=TRUE,(Beregn1!F55*100),\"-\")","v":34.939999999999991},"%",{"$f":"IF(G55=\"-\",\"-\",Beregn1!$B$36*(G55/100))","v":17.103479399999998},"m³"]
["Filtermuld",500,"mm","(300  -  600)",null,"Årlig fordampning",{"$f":"IF(Beregn1!$F$52=TRUE,(Beregn1!F56*100),\"-\")","v":31.52000000000001},"%",{"$f":"IF(G56=\"-\",\"-\",Beregn1!$B$36*(G56/100))","v":15.429355200000005},"m³"]
["Faskine",1000,"mm","(400  -  1000)",null,"Årlig forsinket afledning",{"$f":"IF(Beregn1!$F$52=TRUE,(Beregn1!F57*100),\"-\")","v":33.58},"%",{"$f":"IF(G57=\"-\",\"-\",Beregn1!$B$36*(G57/100))","v":16.437745799999998},"m³"]
[null,null,null,null,null,"Årlig overløb",{"$f":"IF(Beregn1!$F$52=TRUE,(Beregn1!F58*100),\"-\")","v":0},"%",{"$f":"IF(G58=\"-\",\"-\",Beregn1!$B$36*(G58/100))","v":0},"m³"]
["Drosselledning",null,null,null,null,"Gentagelsesperiod for overløb",{"$f":"IF(Beregn1!$F$52=TRUE,Beregn1!F59,\"-\")","v":30.741599999999991},"år"]
["Afløbstal for drosselledning",5,"L/s/ha","(5  -  100)",null,"Regndybde håndteret før overløb",{"$f":"IF(Beregn1!$F$52=TRUE,Beregn1!S61,\"-\")","v":139.84998263888886},"mm"]
["Hævet drosselledning over faskinebund",500,"mm","(0  -  1000)"]
[]
["Hydraulisk ledningsevne i undergrund",{"$f":"B15","v":1.9999999999999999E-7},"m/s","(1.39E-07  -  3.34E-05)"]
[]
["Arealforhold",{"$f":"$B$12","v":0.11196911196911195},null,"(0.02  -  0.2)"]
[]
["Regnbed med drænet faskine og tæt bund"]
["Dybder",null,null,"Gyldighedsområde",null,"Effekt"]
["Overfladefordybning",300,"mm","(100  -  600)",null,"Årlig fordampning",{"$f":"IF(Beregn1!$E$52=TRUE,(Beregn1!E56*100),\"-\")","v":31.5},"%",{"$f":"IF(G69=\"-\",\"-\",Beregn1!$B$36*(G69/100))","v":15.419565},"m³"]
["Filtermuld",500,"mm","(300  -  600)",null,"Årlig forsinket afledning",{"$f":"IF(Beregn1!$E$52=TRUE,(Beregn1!E57*100),\"-\")","v":68.5},"%",{"$f":"IF(G70=\"-\",\"-\",Beregn1!$B$36*(G70/100))","v":33.531435000000002},"m³"]
["Faskine",1000,"mm","(400  -  1000)",null,"Årlig overløb",{"$f":"IF(Beregn1!$E$52=TRUE,(Beregn1!E58*100),\"-\")","v":0},"%",{"$f":"IF(G71=\"-\",\"-\",Beregn1!$B$36*(G71/100))","v":0},"m³"]
[null,null,null,null,null,"Gentagelsesperiod for overløb",{"$f":"IF(Beregn1!$E$52=TRUE,Beregn1!E59,\"-\")","v":30.741599999999998},"år"]
["Drosselledning",null,null,null,null,"Regndybde håndteret før overløb",{"$f":"IF(Beregn1!$E$52=TRUE,Beregn1!R61,\"-\")","v":140.75321180555554},"mm"]
["Afløbstal for drosselledning",5,"L/s/ha","(5  -  100)"]
[]
[]
["Arealforhold",{"$f":"$B$12","v":0.11196911196911195},null,"(0.02  -  0.2)"]
[]
["Grønt tag"]
["Konstant drænlæg på 30 mm",null,null,"Gyldighedsområde",null,"Effekt"]
["Tykkelse (vækstmedie) ",60,"mm","(30   -  80)",null,"Årlig fordampning",{"$f":"Beregn1!L56","v":27.135135135135137},"%",{"$f":"Beregn1!K56","v":13.282919999999999},"m³"]
[null,null,null,null,null,"Årlig forsinket afledning",{"$f":"Beregn1!L57","v":5.3745173745173753},"%",{"$f":"Beregn1!K57","v":2.6308799999999999},"m³"]
[null,null,null,null,null,"Årlig overløb",{"$f":"Beregn1!L58","v":0},"%",{"$f":"Beregn1!K58","v":0},"m³"]
[null,null,null,null,null,"Årlige direkte afledning",{"$f":"Beregn1!L61","v":67.490347490347503},"%",{"$f":"Beregn1!K61","v":33.037199999999999},"m³"]
[null,null,null,null,null,"Gentagelsesperiod for overløb",{"$f":"IF(Beregn1!$G$52=TRUE,Beregn1!H59,\"-\")","v":13.663},"år"]
[null,null,null,null,null,"Regndybde håndteret før overløb",{"$f":"IF(Beregn1!$G$52=TRUE,Beregn1!T61,\"-\")","v":45},"mm"]
[]
["Vådt bassin"]
[null,null,null,"Gyldighedsområde",null,"Effekt"]
["Drosselledning",null,null,null,null,"Årlig fordampning",{"$f":"IF(Beregn1!$H$52=TRUE,(Beregn1!G56),\"-\")","v":26.62},"%",{"$f":"IF(G90=\"-\",\"-\",Beregn1!$B$36*(G90/100))","v":13.030756199999999},"m³"]
["Afløbstal for drosselledning",5,"L/s/ha","(0.5   -   100)",null,"Årlig forsinket afledning",{"$f":"IF(Beregn1!$H$52=TRUE,(Beregn1!G57),\"-\")","v":73.41},"%",{"$f":"IF(G91=\"-\",\"-\",Beregn1!$B$36*(G91/100))","v":35.934929099999998},"m³"]
[null,null,null,null,null,"Årlig overløb",{"$f":"IF(Beregn1!$H$52=TRUE,(Beregn1!G58),\"-\")","v":0},"%",{"$f":"IF(G92=\"-\",\"-\",Beregn1!$B$36*(G92/100))","v":0},"m³"]
["Arealforhold",{"$f":"$B$12","v":0.11196911196911195},null,"(0.04  -  0.87)",null,"Gentagelsesperiod for overløb",{"$f":"IF(Beregn1!$H$52=TRUE,Beregn1!G59,\"-\")","v":">41"},"år"]
[null,null,null,null,null,"Regndybde håndteret før overløb",{"$f":"IF(Beregn1!$H$52=TRUE,Beregn1!U61,\"-\")","v":87.962962962962948},"mm"]
[null,"min","max"]
["Volume interval [m³]",{"$f":"Beregn1!C134","v":2.0202},{"$f":"Beregn1!C135","v":7.6146000000000003}]
[]
["Volume",7.6,"m³","(min   -   max)"]

{"sheet":"Beregn1","index":1,"n_rows":224,"n_cols":40,"rows_kept":224,"cut":false,"hidden":true,"merged":[[148,15,148,21],[148,22,148,25],[93,9,93,10],[104,9,105,10],[106,9,106,10],[133,25,133,29],[110,27,110,31],[109,26,109,31],[109,21,109,24],[132,21,132,29],[148,0,148,1],[148,2,148,3],[148,4,148,8],[148,9,148,14],[41,0,43,0],[44,0,49,0],[66,1,66,2],[61,5,62,5],[66,3,66,4],[86,9,86,10],[99,9,99,10],[91,9,92,10],[2,3,3,3],[39,2,39,7],[2,2,3,2],[28,0,29,0],[2,1,3,1],[2,0,3,0],[24,0,25,0],[26,0,27,0],[2,4,2,8]]}
["Note: Nogle celler er i formen array, så hvis der laves ændringer skal man trykke Ctrl+Shift+Enter i feltet "]
["Oversigt over Excel faner og forkortelser"]
["Navngivning af LAR i database","Forkortelse","Dansk betegnelse","Tilhørende faner","Databehandling i (1) faner"]
[null,null,null,null,"Data","Kriterietable/-r for filtering","Dataudtræk","Korrigering af T_overflow","Lineær interpolation"]
["Rain_Garden","RG","Regnbed","RG_d (1), Rain_Garden (2)",2,1,1,1,1]
["Soakaway_no_drain","SA","Faskine","SA_d (1), Soakaway_no_drain (2)",2,1,1,1,1]
["Bio_Retention_cell_no_drain","BR1","Regnbed med faskine","BR1_d (1), Bio_Retention_cell_no_drain (2)",2,1,1,1,1]
["Bio_Retention_cell_no_exfiltration","BR2","Regnbed med drænet \nfaskine og tæt bund","BR2_d (1), Bio_Retention_cell_no_exfiltrat (2)",2,1,1,1,1,null,null,null,null,null,null,null,null,null,null,null,null,null,null,null,null,null,null,null,"Bio_Retention_cell_no_drain","Bio_Retention_cell_no_exfiltration","Bio_Retention_cell_offset","Green_Roof","Rain_Garden","Soakaway_no_drain","Basin"]
["Bio_Retention_cell_offset","BR3","Regnbed med faskine \nog hævet dræn","BR3_d (1), Bio_Retention_cell_offset (2)",2,1,1,1,1,null,null,null,null,null,null,null,null,null,null,null,null,null,null,null,null,null,null,"K","x",null,"x",null,"x","x"]
["Green_Roof","GR","Grønt tag","GR_d (1), Green_Roof (2)",2,1,1,1,1,null,null,null,null,null,null,null,null,null,null,null,null,null,null,null,null,null,null,"A_ratio","x","x","x",null,"x","x"]
["Detention_Pond","BA"," Vådt bassin","BA_d (1), Detention_Pond (2)",2,1,1,1,1,null,null,null,null,null,null,null,null,null,null,null,null,null,null,null,null,null,null,"surface_depth","x","x","x"]
[null,null,null,null,null,null,null,null,null,null,null,null,null,null,null,null,null,null,null,null,null,null,null,null,null,null,null,"soil_depth","x","x","x"]
[null,null,null,null,null,null,null,null,null,null,null,null,null,null,null,null,null,null,null,null,null,null,null,null,null,null,null,"storage_depth","x","x","x"]
["Oversigt over bruger inputs & lineær interpolation",null,null,null,null,null,null,null,null,null,null,null,null,null,null,null,null,null,null,null,null,null,null,null,null,null,null,"drain_coefficient",null,"x","x"]
[null,null,"RG","SA","BR1","BR2","BR3 ","GR","BA","Noter",null,null,null,null,null,null,null,null,null,null,null,null,null,null,null,null,null,"drain_offset",null,"x","x"]
["Hydraulisk konduktivitet (K) [mm/hr]",null,{"$f":"Bruger!B22*(1000)*((60*60))","v":0.72},{"$f":"Bruger!B30*(1000)*((60*60))","v":0.72},{"$f":"Bruger!B47*(1000)*((60*60))","v":0.72},"-",{"$f":"Bruger!B63*(1000)*((60*60))","v":0.72},"-","-",null,null,null,null,null,null,null,null,null,null,null,null,null,null,null,null,null,null,null,null,null,null,null,"x","x"]
["A_ratio",null,{"$f":"ROUND(Bruger!$B$12,3)","v":0.112},{"$f":"ROUND(Bruger!$B$12,3)","v":0.112},{"$f":"ROUND(Bruger!$B$12,3)","v":0.112},{"$f":"ROUND(Bruger!$B$12,3)","v":0.112},{"$f":"ROUND(Bruger!$B$12,3)","v":0.112},"-",{"$f":"ROUND(Bruger!$B$12,3)","v":0.112},null,null,null,null,null,null,null,null,null,null,null,null,null,null,null,null,null,null,"Infiltrated","x",null,"x",null,"x","x"]
["Overfladefordybning [mm]",null,300,"-",{"$f":"Bruger!B43","v":300},{"$f":"Bruger!B69","v":300},{"$f":"Bruger!B55","v":300},"-",null,"Fastholdte værdier",null,null,null,null,null,null,null,null,null,null,null,null,null,null,null,null,null,"Evaporated","x","x","x",null,"x","x"]
["Filtermuld [mm]",null,500,"-",{"$f":"Bruger!B44","v":500},{"$f":"Bruger!B70","v":500},{"$f":"Bruger!B56","v":500},{"$f":"Bruger!B81","v":60},null,null,null,null,null,null,null,null,null,null,null,null,null,null,null,null,null,null,null,"Drained",null,"x","x"]
["Faskine / drænlag (GR) [mm]",null,"-",{"$f":"1000*2","v":2000},{"$f":"Bruger!B45*2","v":2000},{"$f":"Bruger!B71*2","v":2000},{"$f":"Bruger!B57*2","v":2000},30,null,"i SWMM benyttes \"void ratio\" for faskinen i BR (hvis max er 0.475), så for at opnå en porøsitet på 0.95 i faskinen skal dybden ganges med 2.",null,null,null,null,null,null,null,null,null,null,null,null,null,null,null,null,null,"Overflow","x","x","x",null,"x","x"]
["Afløbstal [L/s/ha]",null,"-","-","-",{"$f":"Bruger!B74","v":5},{"$f":"Bruger!B60","v":5},"-",{"$f":"Bruger!B91","v":5},null,null,null,null,null,null,null,null,null,null,null,null,null,null,null,null,null,null,"T_overflow","x","x","x",null,"x","x"]
["Hævet dræn [mm]",null,"-","-","-",{"$f":"Bruger!B75","v":0},{"$f":"Bruger!B61","v":500},"-","-",null,null,null,null,null,null,null,null,null,null,null,null,null,null,null,null,null,null,"Available_Volume","x","x","x",null,"x","x"]
["Bassin volumen [m3]",null,null,null,null,null,null,null,{"$f":"IF(Bruger!B98>0,Bruger!B98,\"-\")","v":7.6}]
[]
[]
[]
[]
[]
["Lineær interpolation","antal",{"$f":"COUNT(RG_d!J2:J10)","v":4},{"$f":"COUNT(SA_d!J2:J10)","v":4},{"$f":"COUNT(BR1_d!N2:N70)","v":4},{"$f":"COUNT(BR2_d!T2:T440)","v":4},{"$f":"COUNT(BR3_d!W2:W440)","v":16},{"$f":"COUNT(GR_d!J2:J10)","v":1},{"$f":"COUNT(BA_d!P2:P300)","v":2}]
[null,"vægt",{"$f":"1/C29","v":0.25},{"$f":"1/D29","v":0.25},0.25,{"$f":"1/F29","v":0.25},6.25E-2,{"$f":"1/H29","v":1},0.5]
[]
[]
[]
[]
["Nedbørsvolumen ",null,null,"Regnserie brugt i simulationer"]
["Nedbørsvolumen [m3]",{"$f":"(Bruger!B3/1000)*(Bruger!B8*10000)","v":48.951000000000001},null,"Regnseriens længde [år]",41]
["Nedbørsvolumen på grønne tage [m3]",{"$f":"(Bruger!B3/1000)*Bruger!B11","v":5.4809999999999999}]
[]
["Check om inputs værdierne er indenfor interval i data"]
[null,null,"Er input værdien indenfor interval?"]
[null,null,null,"BR1","BR2","BR3","GR","BA"]
["RG & SA","K",{"$f":"IF(AND(C16>=MIN(A151:A190),C16<=MAX(A151:A190)),TRUE,FALSE)","v":true}]
[null,"A_ratio",{"$f":"IF(AND(C17>=MIN(B151:B190),C17<=MAX(B151:B190)),TRUE,FALSE)","v":true}]
[null,"Overordnet",{"$f":"IF(AND(C42=TRUE,C43=TRUE),TRUE,FALSE)","v":true}]
["BRs & GR & BA","K",{"$f":"IF(AND(E16>=MIN(E151:E190),E16<=MAX(E151:E190)),TRUE,FALSE)","v":true}]
[null,"A_ratio ",{"$f":"IF(AND(E17>=MIN(F151:F190),E17<=MAX(F151:F190)),TRUE,FALSE)","v":true},{"$f":"IF(AND(E17>=MIN(F151:F190),E17<=MAX(F151:F190)),TRUE,FALSE)","v":true},{"$f":"IF(AND(F17>=MIN(J151:J190),F17<=MAX(J151:J190)),TRUE,FALSE)","v":true},{"$f":"IF(AND(G17>=MIN(Q151:Q190),G17<=MAX(Q151:Q190)),TRUE,FALSE)","v":true},null,{"$f":"IF(AND(I17>=MIN(W151:W240),I17<=MAX(W151:W240)),TRUE,FALSE)","v":true},"Bruges i VBA kode til overordnet se om A_ratio for BRs er indenfor intervallet"]
[null,"surface_depth",null,{"$f":"IF(AND(E18>=MIN(G151:G190),E18<=MAX(G151:G190)),TRUE,FALSE)","v":true},{"$f":"IF(AND(F18>=MIN(K151:K190),F18<=MAX(K151:K190)),TRUE,FALSE)","v":true},{"$f":"IF(AND(G18>=MIN(R151:R190),G18<=MAX(R151:R190)),TRUE,FALSE)","v":true}]
[null,"soil_depth / thickness (GR)",null,{"$f":"IF(AND(E19>=MIN(H151:H190),E19<=MAX(H151:H190)),TRUE,FALSE)","v":true},{"$f":"IF(AND(F19>=MIN(L151:L190),F19<=MAX(L151:L190)),TRUE,FALSE)","v":true},{"$f":"IF(AND(G19>=MIN(S151:S190),G19<=MAX(S151:S190)),TRUE,FALSE)","v":true},{"$f":"IF(AND(H19>=MIN(AA151:AA190),H19<=MAX(AA151:AA190)),TRUE,FALSE)","v":true}]
[null,"storage_depth",null,{"$f":"IF(AND(E20>=MIN(I151:I190),E20<=MAX(I151:I190)),TRUE,FALSE)","v":true},{"$f":"IF(AND(F20>=MIN(M151:M190),F20<=MAX(M151:M190)),TRUE,FALSE)","v":true},{"$f":"IF(AND(G20>=MIN(T151:T190),G20<=MAX(T151:T190)),TRUE,FALSE)","v":true}]
[null,"Volume (BA)",null,null,null,null,null,{"$f":"IF(AND(D127>=MIN(X151:X240),D127<=MAX(X151:X240)),TRUE,FALSE)","v":true}]
[null,"Afløbstal (BA)",null,null,null,null,null,{"$f":"IF(AND(I21>=MIN(X113:X129),I21<=MAX(X113:X129)),TRUE,FALSE)","v":true}]
[null,"Overordnet",null,{"$f":"IF(AND(C45=TRUE,D46=TRUE,D47=TRUE,D48=TRUE,D49=TRUE),TRUE,FALSE)","v":true},{"$f":"IF(AND(C45=TRUE,E46=TRUE,E47=TRUE,E48=TRUE,E49=TRUE),TRUE,FALSE)","v":true},{"$f":"IF(AND(C45=TRUE,F46=TRUE,F47=TRUE,F48=TRUE,F49=TRUE),TRUE,FALSE)","v":true},{"$f":"IF(G48=TRUE,TRUE,FALSE)","v":true},{"$f":"IF(AND(H50=TRUE,H51=TRUE),TRUE,FALSE)","v":true}]
["Output",null,null,null,null,null,null,null,null,null,null,null,null,"Udregn uniform regndybde"]
["Effekten","RG","SA","BR1","BR2","BR3","BA","GR (kun for LAR areal)","check GR (kun LAR)","GR (kun LAR) [m3]","GR (opland +evap + LAR) [m3]","GR (opland+LAR) [%]",null,null,"RG","SA","BR1","BR2","BR3","GR","BA"]
["Nedsivning [-]",{"$f":"RG_d!AH2","v":0.63400000000000001},{"$f":"SA_d!AH2","v":0.72099999999999997},{"$f":"BR1_d!AO2","v":0.6825},null,{"$f":"BR3_d!BC2","v":0.34939999999999993},null,null,null,null,null,null,null,"Overfladelag, beplantning [-]",{"$f":"5/100","v":0.05},null,{"$f":"5/100","v":0.05},{"$f":"5/100","v":0.05},{"$f":"5/100","v":0.05}]
["Fordampning  [-]",{"$f":"RG_d!AI2","v":0.316},{"$f":"SA_d!AI2","v":0.27600000000000002},{"$f":"BR1_d!AP2","v":0.315},{"$f":"BR2_d!AV2","v":0.315},{"$f":"BR3_d!BD2","v":0.31520000000000009},{"$f":"IFERROR(BA_d!AP2,\"-\")","v":26.62},{"$f":"GR_d!AG2","v":0.52},{"$f":"IF(Beregn1!$G$52=TRUE,Beregn1!H56,\"-\")","v":0.52},{"$f":"Bruger!$B$12*(Bruger!$B$8*10000)*(Bruger!$B$3/1000)*I56","v":2.85012},{"$f":"J56+(J61*K63)","v":13.282919999999999},{"$f":"(K56/$K$62)*100","v":27.135135135135137},null,"Filtermuld, porositet [-]",{"$f":"52/100","v":0.52},null,{"$f":"52/100","v":0.52},{"$f":"52/100","v":0.52},{"$f":"52/100","v":0.52},0.5]
["Forsinket afledning  [-]",null,null,null,{"$f":"BR2_d!AW2","v":0.68499999999999994},{"$f":"BR3_d!BE2","v":0.33579999999999999},{"$f":"IFERROR(BA_d!AQ2,\"-\")","v":73.41},{"$f":"GR_d!AH2","v":0.48},{"$f":"IF(Beregn1!$G$52=TRUE,Beregn1!H57,\"-\")","v":0.48},{"$f":"Bruger!$B$12*(Bruger!$B$8*10000)*(Bruger!$B$3/1000)*I57","v":2.6308799999999999},{"$f":"J57","v":2.6308799999999999},{"$f":"(K57/$K$62)*100","v":5.3745173745173753},null,"Faskine, porositet [-]",null,{"$f":"95/100/2","v":0.47499999999999998},{"$f":"95/100/2","v":0.47499999999999998},{"$f":"95/100/2","v":0.47499999999999998},{"$f":"95/100/2","v":0.47499999999999998},0.5]
["Overløb  [-]",{"$f":"RG_d!AJ2","v":5.3999999999999999E-2},{"$f":"SA_d!AJ2","v":0.01},{"$f":"BR1_d!AQ2","v":5.0000000000000001E-3},{"$f":"BR2_d!AX2","v":0},{"$f":"BR3_d!BF2","v":0},{"$f":"IFERROR(BA_d!AR2,\"-\")","v":0},{"$f":"GR_d!AI2","v":0},{"$f":"IF(Beregn1!$G$52=TRUE,Beregn1!H58,\"-\")","v":0},{"$f":"Bruger!$B$12*(Bruger!$B$8*10000)*(Bruger!$B$3/1000)*I58","v":0},{"$f":"J58","v":0},{"$f":"(K58/$K$62)*100","v":0},null,"Effektive dybde [m]",{"$f":"((C18*(1-O55))+(C19*O56))/1000","v":0.54500000000000004},{"$f":"(D20*P57)/1000","v":0.95},{"$f":"((E18*(1-Q55))+(E19*Q56)+(E20*Q57))/1000","v":1.4950000000000001},{"$f":"((F18*(1-R55))+(F19*R56)+(F20*R57))/1000","v":1.4950000000000001},{"$f":"((G18*(1-S55))+(G19*S56)+(G20*S57))/1000","v":1.4950000000000001},{"$f":"((H19*T56)+(H20*T57))/1000","v":4.4999999999999998E-2}]
["Gentagelsesperiode for overløb [år]",{"$f":"IF(RG_d!AK2=E36,\">\"&E36,RG_d!AK2)","v":0.67100000000000004},{"$f":"IF(SA_d!AK2=E36,\">\"&E36,SA_d!AK2)","v":8.4269999999999996},{"$f":"IF(BR1_d!AR2=E36,\">\"&E36,BR1_d!AR2)","v":21.742599999999996},{"$f":"IF(BR2_d!AY2=E36,\">\"&E36,BR2_d!AY2)","v":30.741599999999998},{"$f":"IF(BR3_d!BG2=E36,\">\"&E36,BR3_d!BG2)","v":30.741599999999991},{"$f":"IFERROR(G62,G63)","v":">41"},{"$f":"IF(GR_d!AJ2=E36,\">\"&E36,GR_d!AJ2)","v":13.663},{"$f":"IF(Beregn1!$G$52=TRUE,Beregn1!H59,\"-\")","v":13.663},null,null,null,null,"Effektive volume [m3]",{"$f":"O58*Bruger!$B$11","v":4.7415000000000003},{"$f":"P58*Bruger!$B$11","v":8.2649999999999988},{"$f":"Q58*Bruger!$B$11","v":13.006499999999999},{"$f":"R58*Bruger!$B$11","v":13.006499999999999},{"$f":"S58*Bruger!$B$11","v":13.006499999999999},{"$f":"T58*Bruger!$B$11","v":0.39149999999999996},{"$f":"I23","v":7.6}]
["AVL_vol [-]",{"$f":"RG_d!AL2","v":0.75600000000000001},{"$f":"SA_d!AL2","v":0.97699999999999998},{"$f":"BR1_d!AS2","v":0.90500000000000003},{"$f":"BR2_d!AZ2","v":0.93500000000000005},{"$f":"BR3_d!BH2","v":0.92899999999999994},{"$f":"IFERROR(BA_d!AT2,\"-\")","v":1},{"$f":"GR_d!AK2","v":1},{"$f":"IF(Beregn1!$G$52=TRUE,Beregn1!H60,\"-\")","v":1},null,null,null,null,"Effektive AVL volume [m3]",{"$f":"O59*B60","v":3.5845740000000004},{"$f":"P59*C60","v":8.0749049999999993},{"$f":"Q59*D60","v":11.770882499999999},{"$f":"R59*E60","v":12.161077499999999},{"$f":"S59*F60","v":12.083038499999999},{"$f":"T59*H60","v":0.39149999999999996},{"$f":"IF(G60=\"-\",\"-\",U59*G60)","v":7.6}]
["Direkte afledning (kun for GR!) [-]",null,null,null,null,null,null,null,null,{"$f":"(1-Bruger!$B$12)*(Bruger!$B$8*10000)*(Bruger!$B$3/1000)","v":43.47},{"$f":"J61*(1-K63)","v":33.037199999999999},{"$f":"(K61/$K$62)*100","v":67.490347490347503},null,"Regndybde [mm]",{"$f":"(O60/$O$62)*1000","v":41.488125000000004},{"$f":"(P60/$O$62)*1000","v":93.459548611111089},{"$f":"(Q60/$O$62)*1000","v":136.23706597222221},{"$f":"(R60/$O$62)*1000","v":140.75321180555554},{"$f":"(S60/$O$62)*1000","v":139.84998263888886},{"$f":"(T60/$T$62)*1000","v":45},{"$f":"IF(U60=\"-\",\"-\",(U60/$U$62)*1000)","v":87.962962962962948}]
[null,null,null,null,null,"For BA",{"$f":"IF(BA_d!AS2=E36,\">\"&E36,BA_d!AS2)","v":">41"},null,"Sum",{"$f":"SUM(J56:J61)","v":48.951000000000001},{"$f":"SUM(K56:K61)","v":48.950999999999993},{"$f":"SUM(L56:L61)","v":100.00000000000001},null,"Total areal (befæstet+LAR) [m2]",{"$f":"(Bruger!$B$8*10000)+Bruger!$B$11","v":86.4},null,null,null,null,{"$f":"Bruger!$B$11","v":8.6999999999999993},{"$f":"(Bruger!$B$8*10000)+Bruger!$B$11","v":86.4}]
[null,null,null,null,null,null,{"$f":"IFERROR(BA_d!AS2,\"-\")","v":41},null,null,"evap fra opland (GR) [-]",0.24]
[]
[]
["Nedenstående er til brug i dataudtræk og yderligere filtrering af data for LAR-elementerne"]
["Regnbed & Faskine","Regnbed & Faskine"]
[null,"K","A_ratio"]
["Input værdi",{"$f":"C16","v":0.72},{"$f":"C17","v":0.112}]
["Er værdien en del af datasættet?",{"$f":"IF(ISNUMBER(MATCH(B69,A151:A190,0)),TRUE,FALSE)","v":false},{"$f":"IF(ISNUMBER(MATCH(C69,B151:B190,0)),TRUE,FALSE)","v":false}]
["Største nærmeste værdi (array)",{"$f":"(IF(B70=FALSE,MIN(IF(A151:A190>B69,A151:A190)),FALSE))","v":0.8},{"$f":"(IF(C70=FALSE,MIN(IF(B151:B190>C69,B151:B190)),FALSE))","v":0.15}]
["Mindste nærmeste værdi (array)",{"$f":"IF(B70=FALSE,MAX(IF(A151:A190<B69,A151:A190)),FALSE)","v":0.7},{"$f":"IF(C70=FALSE,MAX(IF(B151:B190<C69,B151:B190)),FALSE)","v":0.1}]
["høj/input",{"$f":"IF(B70=TRUE,B69,B71)","v":0.8},{"$f":"IF(C70=TRUE,C69,C71)","v":0.15}]
["lav",{"$f":"IF(B70=TRUE,0,B72)","v":0.7},{"$f":"IF(C70=TRUE,0,C72)","v":0.1}]
[]
["Regnbed med faskine (BR1)"]
[null,"K","A_ratio","surface_depth","soil_depth","storage_depth"]
["Input værdi",{"$f":"E16","v":0.72},{"$f":"E17","v":0.112},{"$f":"E18","v":300},{"$f":"E19","v":500},{"$f":"E20","v":2000}]
["Er værdien en del af datasættet?",{"$f":"IF(ISNUMBER(MATCH(B78,E151:E190,0)),TRUE,FALSE)","v":false},{"$f":"IF(ISNUMBER(MATCH(C78,F151:F190,0)),TRUE,FALSE)","v":false},{"$f":"IF(ISNUMBER(MATCH(D78,G151:G190,0)),TRUE,FALSE)","v":true},true,true]
["Største nærmeste værdi (array)",{"$f":"(IF(B79=FALSE,MIN(IF(E151:E190>B78,E151:E190)),FALSE))","v":0.8},{"$f":"(IF(C79=FALSE,MIN(IF(F151:F190>C78,F151:F190)),FALSE))","v":0.15},{"$f":"(IF(D79=FALSE,MIN(IF(G151:G190>D78,G151:G190)),FALSE))","v":false},{"$f":"(IF(E79=FALSE,MIN(IF(H151:H190>E78,H151:H190)),FALSE))","v":false},{"$f":"(IF(F79=FALSE,MIN(IF(I151:I190>F78,I151:I190)),FALSE))","v":false}]
["Mindste nærmeste værdi (array)",{"$f":"IF(B79=FALSE,MAX(IF(E151:E190<B78,E151:E190)),FALSE)","v":0.7},{"$f":"IF(C79=FALSE,MAX(IF(F151:F190<C78,F151:F190)),FALSE)","v":0.1},{"$f":"IF(D79=FALSE,MAX(IF(G151:G190<D78,G151:G190)),FALSE)","v":false},{"$f":"IF(E79=FALSE,MAX(IF(H151:H190<E78,H151:H190)),FALSE)","v":false},{"$f":"IF(F79=FALSE,MAX(IF(I151:I190<F78,I151:I190)),FALSE)","v":false}]
["høj/input",{"$f":"IF(B79=TRUE,B78,B80)","v":0.8},{"$f":"IF(C79=TRUE,C78,C80)","v":0.15},{"$f":"IF(D79=TRUE,D78,D80)","v":300},500,2000]
["lav",{"$f":"IF(B79=TRUE,0,B81)","v":0.7},{"$f":"IF(C79=TRUE,0,C81)","v":0.1},{"$f":"IF(D79=TRUE,0,D81)","v":0},0,0]
[]
["Regnbed med drænet faskine og tæt bund (BR2)"]
[]
[null,null,"A_ratio","surface_depth","soil_depth","storage_depth","drain_offset","drain_coefficient, C","a [L/s/ha]","C when A_ratio and a are NOT part of dataset",null,"C when A_ratio is part of dataset","C when a is part of lookup table","C when both a and A_ratio is part of dataset"]
["Input værdi",null,{"$f":"F17","v":0.112},{"$f":"F18","v":300},{"$f":"F19","v":500},{"$f":"F20","v":2000},{"$f":"F22","v":0},null,{"$f":"F21","v":5}]
["Er værdien en del af datasættet?",null,{"$f":"IF(ISNUMBER(MATCH(C88,J151:J190,0)),TRUE,FALSE)","v":false},{"$f":"IF(ISNUMBER(MATCH(D88,K151:K190,0)),TRUE,FALSE)","v":true},false,true,{"$f":"IF(ISNUMBER(MATCH(G88,O151:O190,0)),TRUE,FALSE)","v":true},null,{"$f":"IF(ISNUMBER(MATCH(I88,AA113:AA117,0)),TRUE,FALSE)","v":true},{"$f":"IF(J90=FALSE,FALSE,TRUE)","v":false},null,{"$f":"IF(L90=FALSE,FALSE,TRUE)","v":false},{"$f":"IF(M90=FALSE,FALSE,TRUE)","v":true},{"$f":"IF(N90=FALSE,FALSE,TRUE)","v":false}]
["Største nærmeste værdi (array)",null,{"$f":"(IF(C89=FALSE,MIN(IF(J151:J190>C88,J151:J190)),FALSE))","v":0.15},{"$f":"(IF(D89=FALSE,MIN(IF(K151:K190>D88,K151:K190)),FALSE))","v":false},{"$f":"(IF(E89=FALSE,MIN(IF(L151:L190>E88,L151:L190)),FALSE))","v":600},{"$f":"(IF(F89=FALSE,MIN(IF(M151:M190>F88,M151:M190)),FALSE))","v":false},{"$f":"(IF(G89=FALSE,MIN(IF(O151:O190>G88,O151:O190)),FALSE))","v":false},null,{"$f":"(IF(I89=FALSE,MIN(IF(AA113:AA117>I88,AA113:AA117)),FALSE))","v":false},{"$f":"IF(OR(C90=FALSE,I90=FALSE),FALSE,INDEX($AA$112:$AF$117,MATCH(I90,$AA$112:$AA$117,0),MATCH(C90,$AA$112:$AF$112,0)))","v":false},{"$f":"IF(OR(C90=FALSE,I90=FALSE),FALSE,INDEX($AA$112:$AF$117,MATCH(I91,$AA$112:$AA$117,0),MATCH(C90,$AA$112:$AF$112,0)))","v":false},{"$f":"IF(AND(C89=TRUE,I89=FALSE),INDEX($AA$112:$AF$117,MATCH(I90,$AA$112:$AA$117,0),MATCH(C88,$AA$112:$AF$112,0)),FALSE)","v":false},{"$f":"IF(AND(C89=FALSE,I89=TRUE),INDEX($AA$112:$AF$117,MATCH(I88,$AA$112:$AA$117,0),MATCH(C90,$AA$112:$AF$112,0)),FALSE)","v":12},{"$f":"IF(AND(C89=TRUE,I89=TRUE),INDEX($AA$112:$AF$117,MATCH(I88,$AA$112:$AA$117,0),MATCH(C88,$AA$112:$AF$112,0)),FALSE)","v":false}]
["Mindste nærmeste værdi (array)",null,{"$f":"IF(C89=FALSE,MAX(IF(J151:J190<C88,J151:J190)),FALSE)","v":0.1},{"$f":"IF(D89=FALSE,MAX(IF(K151:K190<D88,K151:K190)),FALSE)","v":false},{"$f":"IF(E89=FALSE,MAX(IF(L151:L190<E88,L151:L190)),FALSE)","v":450},{"$f":"IF(F89=FALSE,MAX(IF(M151:M190<F88,M151:M190)),FALSE)","v":false},{"$f":"IF(G89=FALSE,MAX(IF(O151:O190<G88,O151:O190)),FALSE)","v":false},null,{"$f":"IF(I89=FALSE,MAX(IF(AA113:AA117<I88,AA113:AA117)),FALSE)","v":false},{"$f":"IF(OR(C90=FALSE,I90=FALSE),FALSE,INDEX($AA$112:$AF$117,MATCH(I90,$AA$112:$AA$117,0),MATCH(C91,$AA$112:$AF$112,0)))","v":false},{"$f":"IF(OR(C90=FALSE,I90=FALSE),FALSE,INDEX($AA$112:$AF$117,MATCH(I91,$AA$112:$AA$117,0),MATCH(C91,$AA$112:$AF$112,0)))","v":false},{"$f":"IF(AND(C89=TRUE,I89=FALSE),INDEX($AA$112:$AF$117,MATCH(I91,$AA$112:$AA$117,0),MATCH(C88,$AA$112:$AF$112,0)),FALSE)","v":false},{"$f":"IF(AND(C89=FALSE,I89=TRUE),INDEX($AA$112:$AF$117,MATCH(I88,$AA$112:$AA$117,0),MATCH(C91,$AA$112:$AF$112,0)),FALSE)","v":18}]
["høj/input",null,{"$f":"IF(C89=TRUE,C88,C90)","v":0.15},{"$f":"IF(D89=TRUE,D88,D90)","v":300},600,2000,0,12,0,"↓"]
["lav",null,{"$f":"IF(C89=TRUE,0,C91)","v":0.1},{"$f":"IF(D89=TRUE,0,D91)","v":0},450,0,0,18,0]
[null,null,null,null,null,null,null,null,null,"(A_ratio,a)"]
[null,null,null,null,null,null,null,null,null,"(max,max)","(max,min)"]
[null,null,null,null,null,null,null,null,null,"(min,max)","(min,min)"]
[]
["Regnbed med faskine og hævet dræn (BR3)"]
[]
[null,"K","A_ratio","surface_depth","soil_depth","storage_depth","drain_offset","drain_coefficient, C","a [L/s/ha]","C when A_ratio and a are NOT part of dataset",null,"C when A_ratio is part of dataset","C when a is part of lookup table","C when both a and A_ratio is part of dataset"]
["Input værdi",{"$f":"G16","v":0.72},{"$f":"G17","v":0.112},{"$f":"G18","v":300},{"$f":"G19","v":500},{"$f":"G20","v":2000},{"$f":"G22","v":500},null,{"$f":"G21","v":5}]
["Er værdien en del af datasættet?",{"$f":"IF(ISNUMBER(MATCH(B101,P151:P190,0)),TRUE,FALSE)","v":false},{"$f":"IF(ISNUMBER(MATCH(C101,Q151:Q190,0)),TRUE,FALSE)","v":false},true,false,true,{"$f":"IF(ISNUMBER(MATCH(G101,V151:V190,0)),TRUE,FALSE)","v":true},null,{"$f":"IF(ISNUMBER(MATCH(I101,AA113:AA117,0)),TRUE,FALSE)","v":true},{"$f":"IF(J103=FALSE,FALSE,TRUE)","v":false},null,{"$f":"IF(L103=FALSE,FALSE,TRUE)","v":false},{"$f":"IF(M103=FALSE,FALSE,TRUE)","v":true},{"$f":"IF(N103=FALSE,FALSE,TRUE)","v":false}]
["Største nærmeste værdi (array)",{"$f":"(IF(B102=FALSE,MIN(IF(P151:P190>B101,P151:P190)),FALSE))","v":1},{"$f":"(IF(C102=FALSE,MIN(IF(Q151:Q190>C101,Q151:Q190)),FALSE))","v":0.15},{"$f":"(IF(D102=FALSE,MIN(IF(R151:R190>D101,R151:R190)),FALSE))","v":false},{"$f":"(IF(E102=FALSE,MIN(IF(S151:S190>E101,S151:S190)),FALSE))","v":600},{"$f":"(IF(F102=FALSE,MIN(IF(T151:T190>F101,T151:T190)),FALSE))","v":false},{"$f":"(IF(G102=FALSE,MIN(IF(V151:V190>G101,V151:V190)),FALSE))","v":false},null,{"$f":"(IF(I102=FALSE,MIN(IF(AA113:AA117>I101,AA113:AA117)),FALSE))","v":false},{"$f":"IF(OR(C103=FALSE,I103=FALSE),FALSE,INDEX($AA$112:$AF$117,MATCH(I103,$AA$112:$AA$117,0),MATCH(C103,$AA$112:$AF$112,0)))","v":false},{"$f":"IF(OR(C103=FALSE,I103=FALSE),FALSE,INDEX($AA$112:$AF$117,MATCH(I104,$AA$112:$AA$117,0),MATCH(C103,$AA$112:$AF$112,0)))","v":false},{"$f":"IF(AND(C102=TRUE,I102=FALSE),INDEX($AA$112:$AF$117,MATCH(I103,$AA$112:$AA$117,0),MATCH(C101,$AA$112:$AF$112,0)),FALSE)","v":false},{"$f":"IF(AND(C102=FALSE,I102=TRUE),INDEX($AA$112:$AF$117,MATCH(I101,$AA$112:$AA$117,0),MATCH(C103,$AA$112:$AF$112,0)),FALSE)","v":12},{"$f":"IF(AND(C102=TRUE,I102=TRUE),INDEX($AA$112:$AF$117,MATCH(I101,$AA$112:$AA$117,0),MATCH(C101,$AA$112:$AF$112,0)),FALSE)","v":false}]
["Mindste nærmeste værdi (array)",{"$f":"IF(B102=FALSE,MAX(IF(P151:P190<B101,P151:P190)),FALSE)","v":0.7},{"$f":"IF(C102=FALSE,MAX(IF(Q151:Q190<C101,Q151:Q190)),FALSE)","v":0.1},{"$f":"IF(D102=FALSE,MAX(IF(R151:R190<D101,R151:R190)),FALSE)","v":false},{"$f":"IF(E102=FALSE,MAX(IF(S151:S190<E101,S151:S190)),FALSE)","v":450},{"$f":"IF(F102=FALSE,MAX(IF(T151:T190<F101,T151:T190)),FALSE)","v":false},{"$f":"IF(G102=FALSE,MAX(IF(V151:V190<G101,V151:V190)),FALSE)","v":false},null,{"$f":"IF(I102=FALSE,MAX(IF(AA113:AA117<I101,AA113:AA117)),FALSE)","v":false},{"$f":"IF(OR(C103=FALSE,I103=FALSE),FALSE,INDEX($AA$112:$AF$117,MATCH(I103,$AA$112:$AA$117,0),MATCH(C104,$AA$112:$AF$112,0)))","v":false},{"$f":"IF(OR(C103=FALSE,I103=FALSE),FALSE,INDEX($AA$112:$AF$117,MATCH(I104,$AA$112:$AA$117,0),MATCH(C104,$AA$112:$AF$112,0)))","v":false},{"$f":"IF(AND(C102=TRUE,I102=FALSE),INDEX($AA$112:$AF$117,MATCH(I104,$AA$112:$AA$117,0),MATCH(C101,$AA$112:$AF$112,0)),FALSE)","v":false},{"$f":"IF(AND(C102=FALSE,I102=TRUE),INDEX($AA$112:$AF$117,MATCH(I101,$AA$112:$AA$117,0),MATCH(C104,$AA$112:$AF$112,0)),FALSE)","v":18}]
["høj/input",{"$f":"IF(B102=TRUE,B101,B103)","v":1},{"$f":"IF(C102=TRUE,C101,C103)","v":0.15},{"$f":"IF(D102=TRUE,D101,D103)","v":300},600,2000,500,12,0,"↓"]
["lav",{"$f":"IF(B102=TRUE,0,B104)","v":0.7},{"$f":"IF(C102=TRUE,0,C104)","v":0.1},{"$f":"IF(D102=TRUE,0,D104)","v":0},450,0,0,18,0]
[null,null,null,null,null,null,null,null,null,"(A_ratio,a)"]
[null,null,null,null,null,null,null,null,null,"(max,max)","(max,min)"]
[null,null,null,null,null,null,null,null,null,"(min,max)","(min,min)"]
[null,null,null,null,null,null,null,null,null,null,null,null,null,null,null,null,null,null,null,null,null,"LOOKUP TABLE for Vådt Bassin",null,null,null,null,"LOOKUP TABLE for BR2 & BR3"]
["Grønt tag",null,null,null,null,null,null,null,null,null,null,null,null,null,null,null,null,null,null,null,null,null,null,null,null,null,null,"C for A_ratio listed below [mm/hr]"]
[null,null,null,null,null,null,null,null,null,null,null,null,null,null,null,null,null,null,null,null,null,"A_red [m2]",null,"Afløbstal [L/s/ha]","C [mm/hr]",null,"Afløbstal [L/s/ha]",0.02,0.05,0.1,0.15,0.2]
[null,"Thickness",null,null,null,null,null,null,null,null,null,null,null,null,null,null,null,null,null,null,null,10000,null,0.5,{"$f":"(X113*1/$V$113)*3600","v":0.18000000000000002},null,5,{"$f":"AA113*1/($AB$112*$V$113)*3600","v":90},{"$f":"AA113*1/($AC$112*$V$113)*3600","v":36},{"$f":"AA113*1/($AD$112*$V$113)*3600","v":18},{"$f":"AA113*1/($AE$112*$V$113)*3600","v":12},{"$f":"AA113*1/($AF$112*$V$113)*3600","v":9}]
["Input værdi",{"$f":"H19","v":60},null,null,null,null,null,null,null,null,null,null,null,null,null,null,null,null,null,null,null,null,null,0.75,{"$f":"(X114*1/$V$113)*3600","v":0.26999999999999996},null,10,{"$f":"AA114*1/($AB$112*$V$113)*3600","v":180},{"$f":"AA114*1/($AC$112*$V$113)*3600","v":72},{"$f":"AA114*1/($AD$112*$V$113)*3600","v":36},{"$f":"AA114*1/($AE$112*$V$113)*3600","v":24},{"$f":"AA114*1/($AF$112*$V$113)*3600","v":18}]
["Er værdien en del af datasættet?",{"$f":"IF(ISNUMBER(MATCH(B114,AA151:AA190,0)),TRUE,FALSE)","v":true},null,null,null,null,null,null,null,null,null,null,null,null,null,null,null,null,null,null,null,"A_r [ha]",null,1,0.36000000000000004,null,20,{"$f":"AA115*1/($AB$112*$V$113)*3600","v":360},{"$f":"AA115*1/($AC$112*$V$113)*3600","v":144},{"$f":"AA115*1/($AD$112*$V$113)*3600","v":72},{"$f":"AA115*1/($AE$112*$V$113)*3600","v":48},{"$f":"AA115*1/($AF$112*$V$113)*3600","v":36}]
["Største nærmeste værdi (array)",{"$f":"(IF(B115=FALSE,MIN(IF(AA151:AA190>B114,AA151:AA190)),FALSE))","v":false},null,null,null,null,null,null,null,null,null,null,null,null,null,null,null,null,null,null,null,1,null,1.25,0.45,null,50,{"$f":"AA116*1/($AB$112*$V$113)*3600","v":900},{"$f":"AA116*1/($AC$112*$V$113)*3600","v":360},{"$f":"AA116*1/($AD$112*$V$113)*3600","v":180},{"$f":"AA116*1/($AE$112*$V$113)*3600","v":120},{"$f":"AA116*1/($AF$112*$V$113)*3600","v":90}]
["Mindste nærmeste værdi (array)",{"$f":"IF(B115=FALSE,MAX(IF(AA151:AA190<B114,AA151:AA190)),FALSE)","v":false},null,null,null,null,null,null,null,null,null,null,null,null,null,null,null,null,null,null,null,null,null,1.5,0.53999999999999992,null,100,{"$f":"AA117*1/($AB$112*$V$113)*3600","v":1800},{"$f":"AA117*1/($AC$112*$V$113)*3600","v":720},{"$f":"AA117*1/($AD$112*$V$113)*3600","v":360},{"$f":"AA117*1/($AE$112*$V$113)*3600","v":240},{"$f":"AA117*1/($AF$112*$V$113)*3600","v":180}]
["høj/input",{"$f":"IF(B115=TRUE,B114,B116)","v":60},null,null,null,null,null,null,null,null,null,null,null,null,null,null,null,null,null,null,null,null,null,1.75,0.63]
["lav",{"$f":"IF(B115=TRUE,0,B117)","v":0},null,null,null,null,null,null,null,null,null,null,null,null,null,null,null,null,null,null,null,null,null,2,0.72000000000000008]
[null,null,null,null,null,null,null,null,null,null,null,null,null,null,null,null,null,null,null,null,null,null,null,3,1.0799999999999998]
[null,null,null,null,null,null,null,null,null,null,null,null,null,null,null,null,null,null,null,null,null,null,null,4,1.4400000000000002,null,"A_r [ha]","a [L/s/ha]","A_ratio [-]","q_drain [L/s]","C [mm/hr]"]
[null,null,null,null,null,null,null,null,null,null,null,null,null,null,null,null,null,null,null,null,null,null,null,5,{"$f":"(X122*1/$V$113)*3600","v":1.8},null,5,6,0.1,{"$f":"AB122*AA122","v":30},{"$f":"(AD122/(AA122*10000*AC122))*3600","v":21.6}]
[null,null,null,null,null,null,null,null,null,null,null,null,null,null,null,null,null,null,null,null,null,null,null,10,3.6]
["Vådt bassin",null,null,null,null,null,null,null,null,null,null,null,null,null,null,null,null,null,null,null,null,null,null,20,7.2]
[null,null,null,null,null,null,null,null,null,null,null,null,null,null,null,null,null,null,null,null,null,null,null,30,10.8]
[null,"A_ratio","volume [m3]","storage_volume [m3/ha]","a [L/s/ha]","drain_coefficient, C","C when a is NOT part of dataset","C when a is part of dataset",null,null,null,null,null,null,null,null,null,null,null,null,null,null,null,40,14.4]
["Input værdi",{"$f":"I17","v":0.112},{"$f":"I23","v":7.6},{"$f":"C127/Bruger!B8","v":978.12097812097807},{"$f":"I21","v":5},null,{"$f":"IF(ISERROR(G129),FALSE,TRUE)","v":true},null,null,null,null,null,null,null,null,null,null,null,null,null,null,null,null,50,18]
["Er værdien en del af datasættet?",{"$f":"IF(ISNUMBER(MATCH(B127,W151:W240,0)),TRUE,FALSE)","v":false},null,{"$f":"IF(ISNUMBER(MATCH(D127,BA_d!G2:G300,0)),TRUE,FALSE)","v":false},{"$f":"IF(ISNUMBER(MATCH(E127,X113:X129,0)),TRUE,FALSE)","v":true},null,{"$f":"IF(G127=FALSE,FALSE,TRUE)","v":true},{"$f":"IF(H129=FALSE,FALSE,TRUE)","v":true},null,null,null,null,null,null,null,null,null,null,null,null,null,null,null,75,27]
["Største nærmeste værdi (array)",{"$f":"(IF(B128=FALSE,MIN(IF(W151:W240>B127,W151:W240)),FALSE))","v":0.12},null,{"$f":"(IF(D128=FALSE,MIN(IF(BA_d!G2:G300>D127,BA_d!G2:G300)),FALSE))","v":980},{"$f":"(IF(E128=FALSE,MIN(IF(X113:X129>E127,X113:X129)),FALSE))","v":false},null,{"$f":"IF(E128=FALSE,INDEX($Y$113:$Y$129,MATCH(E129,$X$113:$X$129,0)),FALSE)","v":false},{"$f":"IF(E128=TRUE,INDEX($Y$113:$Y$129,MATCH(E127,$X$113:$X$129,0)),FALSE)","v":1.8},null,null,null,null,null,null,null,null,null,null,null,null,null,null,null,100,36]
["Mindste nærmeste værdi (array)",{"$f":"IF(B128=FALSE,MAX(IF(W151:W240<B127,W151:W240)),FALSE)","v":0.11},null,{"$f":"IF(D128=FALSE,MAX(IF(BA_d!G2:G300<D127,BA_d!G2:G300)),FALSE)","v":960},{"$f":"IF(E128=FALSE,MAX(IF(X113:X129<E127,X113:X129)),FALSE)","v":false},null,{"$f":"IF(E128=FALSE,INDEX($Y$113:$Y$129,MATCH(E130,$X$113:$X$129,0)),FALSE)","v":false}]
["høj/input",{"$f":"IF(B128=TRUE,B127,B129)","v":0.12},null,{"$f":"IF(D128=TRUE,D127,D129)","v":980},null,1.8]
["lav",{"$f":"IF(B128=TRUE,0,B130)","v":0.11},null,{"$f":"IF(D128=TRUE,0,D130)","v":960},null,0]
[null,"Interval for storage volumen [m3/ha]","volume [m3]",null,null,null,null,null,null,null,null,null,null,null,null,null,null,null,null,null,null,"DELETE ↓"]
["min",260,{"$f":"B134*Bruger!$B$8","v":2.0202},null,null,null,null,null,null,null,null,null,null,null,null,null,null,null,null,null,null,"A_tot [m2]",null,"↓ [L/s/ha]","L/s","C [mm/hr] for A_ratio listed below"]
["max",980,{"$f":"B135*Bruger!$B$8","v":7.6146000000000003},null,null,null,null,null,null,null,null,null,null,null,null,null,null,null,null,null,null,1000,null,"Afløbstal","q_drain",0.02,0.05,0.1,0.15,0.2]
[null,null,null,null,null,null,null,null,null,null,null,null,null,null,null,null,null,null,null,null,null,null,null,0,{"$f":"X136*$V$138","v":0},{"$f":"Y136/($Z$135*$V$135)*3600","v":0},{"$f":"Y136/($AA$135*$V$135)*3600","v":0},{"$f":"Y136/($AB$135*$V$135)*3600","v":0},{"$f":"Y136/($AC$135*$V$135)*3600","v":0},{"$f":"Y136/($AD$135*$V$135)*3600","v":0}]
[null,null,null,null,null,null,null,null,null,null,null,null,null,null,null,null,null,null,null,null,null,"A_r [ha]",null,5,{"$f":"X137*$V$138","v":0.5},{"$f":"Y137/($Z$135*$V$135)*3600","v":90},36,18,12,9]
[null,null,null,null,null,null,null,null,null,null,null,null,null,null,null,null,null,null,null,null,null,0.1,null,10,1,180,72,36,24,18]
[null,null,null,null,null,null,null,null,null,null,null,null,null,null,null,null,null,null,null,null,null,null,null,20,2,360,144,72,48,36]
[null,null,null,null,null,null,null,null,null,null,null,null,null,null,null,null,null,null,null,null,null,null,null,50,5,900,360,180,120,90]
[null,null,null,null,null,null,null,null,null,null,null,null,null,null,null,null,null,null,null,null,null,null,null,100,10,1800,720,360,240,180]
[]
[]
[null,null,null,null,null,null,null,null,null,null,null,null,null,null,null,null,null,null,null,null,null,null,null,null,null,null,null,null,null,null,null,null,null,null,null,null,null,null,null,0.79]
[]
[null,null,null,null,null,null,null,null,null,null,null,null,null,null,null,null,null,null,null,null,null,null,null,null,null,null,null,null,null,null,null,null,null,null,null,null,null,null,null,0.81]
[null,null,null,null,null,null,null,null,null,null,null,null,null,null,null,null,null,null,null,null,null,null,null,null,null,null,null,null,null,null,null,null,null,null,null,null,null,null,null,0.82]
["Unikke værdier for hver LAR-element"]
["Regnbed",null,"Faskine",null,"Regnbed med faskine (BR1)",null,null,null,null,"Regnbed med drænet faskine og tæt bund (BR2)",null,null,null,null,null,"Regnbed med faskine og hævet dræn (BR3)",null,null,null,null,null,null,"Vådt bassin",null,null,null,"Grønt tag",null,null,null,null,null,null,null,null,null,null,null,null,0.84]
["K","A_ratio","K","A_ratio","K","A_ratio","surface_depth","soil_depth","storage_depth","A_ratio","surface_depth","soil_depth","storage_depth","drain_coefficient","drain_offset","K","A_ratio","surface_depth","soil_depth","storage_depth","drain_coefficient","drain_offset","A_ratio","storage_volume","storage_side_slope","drain_coefficient","Thickness"]
[120,0.02,120,0.02,120,0.02,100,300,800,0.02,100,300,800,90,0,120,0.02,100,300,800,90,0,0.04,20,0.33,0.18,30,null,null,null,null,null,null,null,null,null,null,null,null,0.86]
[110,0.05,110,0.05,110,0.05,200,400,1000,0.05,300,450,1200,180,500,100,0.05,300,450,1200,180,500,0.05,40,0.17,0.27,35,null,null,null,null,null,null,null,null,null,null,null,null,0.87]
[100,7.0000000000000007E-2,100,7.0000000000000007E-2,100,7.0000000000000007E-2,300,500,1200,0.1,600,600,2000,360,1000,80,0.1,600,600,2000,360,1000,0.06,60,0.11,0.36,40]
[90,0.1,90,0.1,90,0.1,400,600,1600,0.15,null,null,null,900,null,60,0.15,null,null,null,900,null,7.0000000000000007E-2,80,null,0.45,45]
[80,0.15,80,0.15,80,0.15,500,null,2000,0.2,null,null,null,1800,null,40,0.2,null,null,null,1800,null,0.08,100,null,0.54,50]
[70,0.18,70,0.18,70,0.18,600,null,null,null,null,null,null,36,null,20,null,null,null,null,36,null,0.09,120,null,0.63,55]
[60,0.2,60,0.2,60,0.2,null,null,null,null,null,null,null,72,null,10,null,null,null,null,72,null,0.1,140,null,0.72,60]
[50,0.25,50,0.25,50,null,null,null,null,null,null,null,null,144,null,8,null,null,null,null,144,null,0.11,160,null,1.08,65]
[40,0.3,40,0.3,40,null,null,null,null,null,null,null,null,720,null,6,null,null,null,null,720,null,0.12,180,null,1.44,70]
[30,0.35,30,0.35,30,null,null,null,null,null,null,null,null,18,null,4,null,null,null,null,18,null,0.13,200,null,1.8,75]
[20,0.4,20,0.4,20,null,null,null,null,null,null,null,null,12,null,2,null,null,null,null,12,null,0.14000000000000001,220,null,3.6,80]
[10,null,10,null,10,null,null,null,null,null,null,null,null,24,null,1,null,null,null,null,24,null,0.15,240,null,7.2]
[9,null,9,null,9,null,null,null,null,null,null,null,null,48,null,0.7,null,null,null,null,48,null,0.16,260,null,10.8]
[8,null,8,null,8,null,null,null,null,null,null,null,null,120,null,0.5,null,null,null,null,120,null,0.17,280,null,14.4]
[7,null,7,null,7,null,null,null,null,null,null,null,null,240,null,null,null,null,null,null,240,null,0.18,300,null,18]
[6,null,6,null,6,null,null,null,null,null,null,null,null,9,null,null,null,null,null,null,9,null,0.19,320,null,27]
[5,null,5,null,5,null,null,null,null,null,null,null,null,null,null,null,null,null,null,null,null,null,0.2,340,null,36]
[4,null,4,null,4,null,null,null,null,null,null,null,null,null,null,null,null,null,null,null,null,null,0.21,360]
[3,null,3,null,3,null,null,null,null,null,null,null,null,null,null,null,null,null,null,null,null,null,0.22,380]
[2,null,2,null,2,null,null,null,null,null,null,null,null,null,null,null,null,null,null,null,null,null,0.23,400]
[1,null,1,null,1,null,null,null,null,null,null,null,null,null,null,null,null,null,null,null,null,null,0.24,420]
[0.9,null,0.9,null,0.9,null,null,null,null,null,null,null,null,null,null,null,null,null,null,null,null,null,0.25,440]
[0.8,null,0.8,null,0.8,null,null,null,null,null,null,null,null,null,null,null,null,null,null,null,null,null,0.26,460]
[0.7,null,0.7,null,0.7,null,null,null,null,null,null,null,null,null,null,null,null,null,null,null,null,null,0.27,480]
[0.6,null,0.6,null,0.6,null,null,null,null,null,null,null,null,null,null,null,null,null,null,null,null,null,0.28000000000000003,500]
[0.5,null,0.5,null,0.5,null,null,null,null,null,null,null,null,null,null,null,null,null,null,null,null,null,0.3,520]
[null,null,null,null,null,null,null,null,null,null,null,null,null,null,null,null,null,null,null,null,null,null,0.31,540]
[null,null,null,null,null,null,null,null,null,null,null,null,null,null,null,null,null,null,null,null,null,null,0.32,560]
[null,null,null,null,null,null,null,null,null,null,null,null,null,null,null,null,null,null,null,null,null,null,0.33,580]
[null,null,null,null,null,null,null,null,null,null,null,null,null,null,null,null,null,null,null,null,null,null,0.34,600]
[null,null,null,null,null,null,null,null,null,null,null,null,null,null,null,null,null,null,null,null,null,null,0.35,620]
[null,null,null,null,null,null,null,null,null,null,null,null,null,null,null,null,null,null,null,null,null,null,0.36,640]
[null,null,null,null,null,null,null,null,null,null,null,null,null,null,null,null,null,null,null,null,null,null,0.37,660]
[null,null,null,null,null,null,null,null,null,null,null,null,null,null,null,null,null,null,null,null,null,null,0.38,680]
[null,null,null,null,null,null,null,null,null,null,null,null,null,null,null,null,null,null,null,null,null,null,0.39,700]
[null,null,null,null,null,null,null,null,null,null,null,null,null,null,null,null,null,null,null,null,null,null,0.4,720]
[null,null,null,null,null,null,null,null,null,null,null,null,null,null,null,null,null,null,null,null,null,null,0.41,740]
[null,null,null,null,null,null,null,null,null,null,null,null,null,null,null,null,null,null,null,null,null,null,0.42,760]
[null,null,null,null,null,null,null,null,null,null,null,null,null,null,null,null,null,null,null,null,null,null,0.43,780]
[null,null,null,null,null,null,null,null,null,null,null,null,null,null,null,null,null,null,null,null,null,null,0.44,800]
[null,null,null,null,null,null,null,null,null,null,null,null,null,null,null,null,null,null,null,null,null,null,0.45,820]
[null,null,null,null,null,null,null,null,null,null,null,null,null,null,null,null,null,null,null,null,null,null,0.46,840]
[null,null,null,null,null,null,null,null,null,null,null,null,null,null,null,null,null,null,null,null,null,null,0.28999999999999998,860]
[null,null,null,null,null,null,null,null,null,null,null,null,null,null,null,null,null,null,null,null,null,null,0.48,880]
[null,null,null,null,null,null,null,null,null,null,null,null,null,null,null,null,null,null,null,null,null,null,0.49,900]
[null,null,null,null,null,null,null,null,null,null,null,null,null,null,null,null,null,null,null,null,null,null,0.51,920]
[null,null,null,null,null,null,null,null,null,null,null,null,null,null,null,null,null,null,null,null,null,null,0.53,940]
[null,null,null,null,null,null,null,null,null,null,null,null,null,null,null,null,null,null,null,null,null,null,0.54,960]
[null,null,null,null,null,null,null,null,null,null,null,null,null,null,null,null,null,null,null,null,null,null,0.55000000000000004,980]
[null,null,null,null,null,null,null,null,null,null,null,null,null,null,null,null,null,null,null,null,null,null,0.56999999999999995,1000]
[null,null,null,null,null,null,null,null,null,null,null,null,null,null,null,null,null,null,null,null,null,null,0.57999999999999996,1020]
[null,null,null,null,null,null,null,null,null,null,null,null,null,null,null,null,null,null,null,null,null,null,0.6,1040]
[null,null,null,null,null,null,null,null,null,null,null,null,null,null,null,null,null,null,null,null,null,null,0.61,1060]
[null,null,null,null,null,null,null,null,null,null,null,null,null,null,null,null,null,null,null,null,null,null,0.63,1080]
[null,null,null,null,null,null,null,null,null,null,null,null,null,null,null,null,null,null,null,null,null,null,0.64,1100]
[null,null,null,null,null,null,null,null,null,null,null,null,null,null,null,null,null,null,null,null,null,null,0.66,1120]
[null,null,null,null,null,null,null,null,null,null,null,null,null,null,null,null,null,null,null,null,null,null,0.67,1140]
[null,null,null,null,null,null,null,null,null,null,null,null,null,null,null,null,null,null,null,null,null,null,0.69,1160]
[null,null,null,null,null,null,null,null,null,null,null,null,null,null,null,null,null,null,null,null,null,null,0.72,1180]
[null,null,null,null,null,null,null,null,null,null,null,null,null,null,null,null,null,null,null,null,null,null,0.74,1200]
[null,null,null,null,null,null,null,null,null,null,null,null,null,null,null,null,null,null,null,null,null,null,0.76,1220]
[null,null,null,null,null,null,null,null,null,null,null,null,null,null,null,null,null,null,null,null,null,null,0.77,1240]
[null,null,null,null,null,null,null,null,null,null,null,null,null,null,null,null,null,null,null,null,null,null,0.79,1260]
[null,null,null,null,null,null,null,null,null,null,null,null,null,null,null,null,null,null,null,null,null,null,0.81,1280]
[null,null,null,null,null,null,null,null,null,null,null,null,null,null,null,null,null,null,null,null,null,null,0.82,1300]
[null,null,null,null,null,null,null,null,null,null,null,null,null,null,null,null,null,null,null,null,null,null,0.84,1320]
[null,null,null,null,null,null,null,null,null,null,null,null,null,null,null,null,null,null,null,null,null,null,0.86,1340]
[null,null,null,null,null,null,null,null,null,null,null,null,null,null,null,null,null,null,null,null,null,null,0.87,1360]
[null,null,null,null,null,null,null,null,null,null,null,null,null,null,null,null,null,null,null,null,null,null,null,1380]
[null,null,null,null,null,null,null,null,null,null,null,null,null,null,null,null,null,null,null,null,null,null,null,1400]
[null,null,null,null,null,null,null,null,null,null,null,null,null,null,null,null,null,null,null,null,null,null,null,1420]
[null,null,null,null,null,null,null,null,null,null,null,null,null,null,null,null,null,null,null,null,null,null,null,1440]
[null,null,null,null,null,null,null,null,null,null,null,null,null,null,null,null,null,null,null,null,null,null,null,1460]
[null,null,null,null,null,null,null,null,null,null,null,null,null,null,null,null,null,null,null,null,null,null,null,1480]

{"sheet":"RG_d","index":2,"n_rows":10,"n_cols":38,"rows_kept":10,"cut":false,"hidden":true,"merged":[[0,26,9,26],[0,16,9,16],[0,8,9,8],[0,20,9,20]]}
["K","A_ratio",null,null,null,null,null,null,"Dataudtræk ↓","K","A_ratio","Infiltrated","Evaporated","Overflow","T_overflow","Available_Volume","Ret T_overflow ↓",{"$f":"O1","v":"T_overflow"},{"$f":"O1","v":"T_overflow"},{"$f":"O1","v":"T_overflow"},"Output ↓",{"$f":"INDEX($J1:$P1,MATCH(\"Infiltrated\",$J$1:$P$1,0))","v":"Infiltrated"},{"$f":"INDEX($J1:$P1,MATCH(\"Evaporated\",$J$1:$P$1,0))","v":"Evaporated"},{"$f":"INDEX($J1:$P1,MATCH(\"Overflow\",$J$1:$P$1,0))","v":"Overflow"},{"$f":"INDEX($J1:$P1,MATCH(\"T_overflow\",$J$1:$P$1,0))","v":"T_overflow"},{"$f":"INDEX($J1:$P1,MATCH(\"Available_Volume\",$J$1:$P$1,0))","v":"Available_Volume"},"Lineær interpolation ↓","Infiltrated_w","Evaporated_w","Overflow_w","T_overflow_w","Available_Volume_w",null,"Infiltrated_sum","Evaporated_sum","Overflow_sum","T_overflow_sum","Available_Volume_sum"]
[{"$f":"Beregn1!B73","v":0.8},{"$f":"Beregn1!C73","v":0.15},null,null,null,null,null,null,null,0.8,0.1,0.63,0.3,7.0000000000000007E-2,0.29499999999999998,0.73,null,{"$f":"IF(OR(O2=0,O2=-1),Beregn1!$E$36,O2)","v":0.29499999999999998},{"$f":"ISBLANK(O2)","v":false},{"$f":"IF(AND(R2=41,S2=FALSE),Beregn1!$E$36,O2)","v":0.29499999999999998},null,{"$f":"INDEX($J2:$P2,MATCH(\"Infiltrated\",$J$1:$P$1,0))","v":0.63},{"$f":"INDEX($J2:$P2,MATCH(\"Evaporated\",$J$1:$P$1,0))","v":0.3},{"$f":"INDEX($J2:$P2,MATCH(\"Overflow\",$J$1:$P$1,0))","v":7.0000000000000007E-2},{"$f":"T2","v":0.29499999999999998},{"$f":"INDEX($J2:$P2,MATCH(\"Available_Volume\",$J$1:$P$1,0))","v":0.73},null,{"$f":"ROUND(V2*Beregn1!$C$30,3)","v":0.158},{"$f":"ROUND(W2*Beregn1!$C$30,3)","v":7.4999999999999997E-2},{"$f":"ROUND(X2*Beregn1!$C$30,3)","v":1.7999999999999999E-2},{"$f":"ROUND(Y2*Beregn1!$C$30,3)","v":7.3999999999999996E-2},{"$f":"ROUND(Z2*Beregn1!$C$30,3)","v":0.183},null,{"$f":"ROUND(SUM(AB2:AB10),3)","v":0.63400000000000001},{"$f":"ROUND(SUM(AC2:AC10),3)","v":0.316},{"$f":"ROUND(SUM(AD2:AD10),3)","v":5.3999999999999999E-2},{"$f":"ROUND(SUM(AE2:AE10),3)","v":0.67100000000000004},{"$f":"ROUND(SUM(AF2:AF10),3)","v":0.75600000000000001}]
[{"$f":"Beregn1!B73","v":0.8},{"$f":"Beregn1!C74","v":0.1},null,null,null,null,null,null,null,0.8,0.15,0.65,0.33,0.02,1.206,0.8,null,{"$f":"IF(OR(O3=0,O3=-1),Beregn1!$E$36,O3)","v":1.206},{"$f":"ISBLANK(O3)","v":false},{"$f":"IF(AND(R3=41,S3=FALSE),Beregn1!$E$36,O3)","v":1.206},null,0.65,0.33,0.02,{"$f":"T3","v":1.206},0.8,null,{"$f":"ROUND(V3*Beregn1!$C$30,3)","v":0.16300000000000001},{"$f":"ROUND(W3*Beregn1!$C$30,3)","v":8.3000000000000004E-2},{"$f":"ROUND(X3*Beregn1!$C$30,3)","v":5.0000000000000001E-3},{"$f":"ROUND(Y3*Beregn1!$C$30,3)","v":0.30199999999999999},{"$f":"ROUND(Z3*Beregn1!$C$30,3)","v":0.2}]
[{"$f":"Beregn1!B74","v":0.7},{"$f":"Beregn1!C73","v":0.15},null,null,null,null,null,null,null,0.7,0.1,0.61,0.3,0.09,0.22600000000000001,0.7,null,{"$f":"IF(OR(O4=0,O4=-1),Beregn1!$E$36,O4)","v":0.22600000000000001},false,{"$f":"IF(AND(R4=41,S4=FALSE),Beregn1!$E$36,O4)","v":0.22600000000000001},null,0.61,0.3,0.09,0.22600000000000001,0.7,null,{"$f":"ROUND(V4*Beregn1!$C$30,3)","v":0.153},{"$f":"ROUND(W4*Beregn1!$C$30,3)","v":7.4999999999999997E-2},{"$f":"ROUND(X4*Beregn1!$C$30,3)","v":2.3E-2},{"$f":"ROUND(Y4*Beregn1!$C$30,3)","v":5.7000000000000002E-2},{"$f":"ROUND(Z4*Beregn1!$C$30,3)","v":0.17499999999999999}]
[{"$f":"Beregn1!B74","v":0.7},{"$f":"Beregn1!C74","v":0.1},null,null,null,null,null,null,null,0.7,0.15,0.64,0.33,0.03,0.95299999999999996,0.79,null,{"$f":"IF(OR(O5=0,O5=-1),Beregn1!$E$36,O5)","v":0.95299999999999996},false,{"$f":"IF(AND(R5=41,S5=FALSE),Beregn1!$E$36,O5)","v":0.95299999999999996},null,0.64,0.33,0.03,0.95299999999999996,0.79,null,{"$f":"ROUND(V5*Beregn1!$C$30,3)","v":0.16},{"$f":"ROUND(W5*Beregn1!$C$30,3)","v":8.3000000000000004E-2},{"$f":"ROUND(X5*Beregn1!$C$30,3)","v":8.0000000000000002E-3},{"$f":"ROUND(Y5*Beregn1!$C$30,3)","v":0.23799999999999999},{"$f":"ROUND(Z5*Beregn1!$C$30,3)","v":0.19800000000000001}]
[null,null,null,null,null,null,null,null,null,null,null,null,null,null,null,null,null,{"$f":"IF(OR(O6=0,O6=-1),Beregn1!$E$36,O6)","v":41},true,{"$f":"IF(AND(R6=41,S6=FALSE),Beregn1!$E$36,O6)","v":0},null,0,0,0,0,0,null,{"$f":"ROUND(V6*Beregn1!$C$30,3)","v":0},{"$f":"ROUND(W6*Beregn1!$C$30,3)","v":0},{"$f":"ROUND(X6*Beregn1!$C$30,3)","v":0},{"$f":"ROUND(Y6*Beregn1!$C$30,3)","v":0},{"$f":"ROUND(Z6*Beregn1!$C$30,3)","v":0}]
[null,null,null,null,null,null,null,null,null,null,null,null,null,null,null,null,null,{"$f":"IF(OR(O7=0,O7=-1),Beregn1!$E$36,O7)","v":41},true,{"$f":"IF(AND(R7=41,S7=FALSE),Beregn1!$E$36,O7)","v":0},null,0,0,0,0,0,null,{"$f":"ROUND(V7*Beregn1!$C$30,3)","v":0},{"$f":"ROUND(W7*Beregn1!$C$30,3)","v":0},{"$f":"ROUND(X7*Beregn1!$C$30,3)","v":0},{"$f":"ROUND(Y7*Beregn1!$C$30,3)","v":0},{"$f":"ROUND(Z7*Beregn1!$C$30,3)","v":0}]
[null,null,null,null,null,null,null,null,null,null,null,null,null,null,null,null,null,{"$f":"IF(OR(O8=0,O8=-1),Beregn1!$E$36,O8)","v":41},true,{"$f":"IF(AND(R8=41,S8=FALSE),Beregn1!$E$36,O8)","v":0},null,0,0,0,0,0,null,{"$f":"ROUND(V8*Beregn1!$C$30,3)","v":0},{"$f":"ROUND(W8*Beregn1!$C$30,3)","v":0},{"$f":"ROUND(X8*Beregn1!$C$30,3)","v":0},{"$f":"ROUND(Y8*Beregn1!$C$30,3)","v":0},{"$f":"ROUND(Z8*Beregn1!$C$30,3)","v":0}]
[null,null,null,null,null,null,null,null,null,null,null,null,null,null,null,null,null,{"$f":"IF(OR(O9=0,O9=-1),Beregn1!$E$36,O9)","v":41},true,{"$f":"IF(AND(R9=41,S9=FALSE),Beregn1!$E$36,O9)","v":0},null,0,0,0,0,{"$f":"INDEX($J9:$P9,MATCH(\"Available_Volume\",$J$1:$P$1,0))","v":0},null,{"$f":"ROUND(V9*Beregn1!$C$30,3)","v":0},{"$f":"ROUND(W9*Beregn1!$C$30,3)","v":0},{"$f":"ROUND(X9*Beregn1!$C$30,3)","v":0},{"$f":"ROUND(Y9*Beregn1!$C$30,3)","v":0},{"$f":"ROUND(Z9*Beregn1!$C$30,3)","v":0}]
[null,null,null,null,null,null,null,null,null,null,null,null,null,null,null,null,null,{"$f":"IF(OR(O10=0,O10=-1),Beregn1!$E$36,O10)","v":41},true,{"$f":"IF(AND(R10=41,S10=FALSE),Beregn1!$E$36,O10)","v":0},null,0,0,0,0,0,null,{"$f":"ROUND(V10*Beregn1!$C$30,3)","v":0},{"$f":"ROUND(W10*Beregn1!$C$30,3)","v":0},{"$f":"ROUND(X10*Beregn1!$C$30,3)","v":0},{"$f":"ROUND(Y10*Beregn1!$C$30,3)","v":0},{"$f":"ROUND(Z10*Beregn1!$C$30,3)","v":0}]

{"sheet":"SA_d","index":3,"n_rows":10,"n_cols":38,"rows_kept":10,"cut":false,"hidden":true,"merged":[[0,8,9,8],[0,16,9,16],[0,26,9,26],[0,20,9,20]]}
["K","A_ratio",null,null,null,null,null,null,"Dataudtræk ↓","K","A_ratio","Infiltrated","Evaporated","Overflow","T_overflow","Available_Volume","Ret T_overflow ↓",{"$f":"O1","v":"T_overflow"},{"$f":"O1","v":"T_overflow"},{"$f":"O1","v":"T_overflow"},"Output ↓",{"$f":"INDEX($J1:$Q1,MATCH(\"Infiltrated\",$J$1:$Q$1,0))","v":"Infiltrated"},{"$f":"INDEX($J1:$Q1,MATCH(\"Evaporated\",$J$1:$Q$1,0))","v":"Evaporated"},{"$f":"INDEX($J1:$Q1,MATCH(\"Overflow\",$J$1:$Q$1,0))","v":"Overflow"},{"$f":"INDEX($J1:$Q1,MATCH(\"T_overflow\",$J$1:$Q$1,0))","v":"T_overflow"},{"$f":"INDEX($J1:$Q1,MATCH(\"Available_Volume\",$J$1:$Q$1,0))","v":"Available_Volume"},"Lineær interpolation ↓","Infiltrated_w","Evaporated_w","Overflow_w","T_overflow_w","Available_Volume_w",null,"Infiltrated_sum","Evaporated_sum","Overflow_sum","T_overflow_sum","Available_Volume_sum"]
[{"$f":"Beregn1!B73","v":0.8},{"$f":"Beregn1!C73","v":0.15},null,null,null,null,null,null,null,0.8,0.1,0.72,0.27,0.02,1.64,0.97,null,{"$f":"IF(OR(O2=0,O2=-1),Beregn1!$E$36,O2)","v":1.64},{"$f":"ISBLANK(O2)","v":false},{"$f":"IF(AND(R2=41,S2=FALSE),Beregn1!$E$36,O2)","v":1.64},null,{"$f":"INDEX($J2:$Q2,MATCH(\"Infiltrated\",$J$1:$Q$1,0))","v":0.72},{"$f":"INDEX($J2:$Q2,MATCH(\"Evaporated\",$J$1:$Q$1,0))","v":0.27},{"$f":"INDEX($J2:$Q2,MATCH(\"Overflow\",$J$1:$Q$1,0))","v":0.02},{"$f":"T2","v":1.64},{"$f":"INDEX($J2:$Q2,MATCH(\"Available_Volume\",$J$1:$Q$1,0))","v":0.97},null,{"$f":"ROUND(V2*Beregn1!$D$30,3)","v":0.18},{"$f":"ROUND(W2*Beregn1!$D$30,3)","v":6.8000000000000005E-2},{"$f":"ROUND(X2*Beregn1!$D$30,3)","v":5.0000000000000001E-3},{"$f":"ROUND(Y2*Beregn1!$D$30,3)","v":0.41},{"$f":"ROUND(Z2*Beregn1!$D$30,3)","v":0.24299999999999999},null,{"$f":"ROUND(SUM(AB2:AB10),3)","v":0.72099999999999997},{"$f":"ROUND(SUM(AC2:AC10),3)","v":0.27600000000000002},{"$f":"ROUND(SUM(AD2:AD10),3)","v":0.01},{"$f":"ROUND(SUM(AE2:AE10),3)","v":8.4269999999999996},{"$f":"ROUND(SUM(AF2:AF10),3)","v":0.97699999999999998}]
[{"$f":"Beregn1!B73","v":0.8},{"$f":"Beregn1!C74","v":0.1},null,null,null,null,null,null,null,0.8,0.15,0.73,0.28000000000000003,0,20.494,0.99,null,{"$f":"IF(OR(O3=0,O3=-1),Beregn1!$E$36,O3)","v":20.494},false,{"$f":"IF(AND(R3=41,S3=FALSE),Beregn1!$E$36,O3)","v":20.494},null,{"$f":"INDEX($J3:$Q3,MATCH(\"Infiltrated\",$J$1:$Q$1,0))","v":0.73},0.28000000000000003,0,{"$f":"T3","v":20.494},0.99,null,{"$f":"ROUND(V3*Beregn1!$D$30,3)","v":0.183},{"$f":"ROUND(W3*Beregn1!$D$30,3)","v":7.0000000000000007E-2},{"$f":"ROUND(X3*Beregn1!$D$30,3)","v":0},{"$f":"ROUND(Y3*Beregn1!$D$30,3)","v":5.1239999999999997},{"$f":"ROUND(Z3*Beregn1!$D$30,3)","v":0.248}]
[{"$f":"Beregn1!B74","v":0.7},{"$f":"Beregn1!C73","v":0.15},null,null,null,null,null,null,null,0.7,0.1,0.71,0.27,0.02,1.3220000000000001,0.95,null,{"$f":"IF(OR(O4=0,O4=-1),Beregn1!$E$36,O4)","v":1.3220000000000001},false,{"$f":"IF(AND(R4=41,S4=FALSE),Beregn1!$E$36,O4)","v":1.3220000000000001},null,0.71,0.27,0.02,1.3220000000000001,0.95,null,{"$f":"ROUND(V4*Beregn1!$D$30,3)","v":0.17799999999999999},{"$f":"ROUND(W4*Beregn1!$D$30,3)","v":6.8000000000000005E-2},{"$f":"ROUND(X4*Beregn1!$D$30,3)","v":5.0000000000000001E-3},{"$f":"ROUND(Y4*Beregn1!$D$30,3)","v":0.33100000000000002},{"$f":"ROUND(Z4*Beregn1!$D$30,3)","v":0.23799999999999999}]
[{"$f":"Beregn1!B74","v":0.7},{"$f":"Beregn1!C74","v":0.1},null,null,null,null,null,null,null,0.7,0.15,0.72,0.28000000000000003,0,10.247,0.99,null,{"$f":"IF(OR(O5=0,O5=-1),Beregn1!$E$36,O5)","v":10.247},false,{"$f":"IF(AND(R5=41,S5=FALSE),Beregn1!$E$36,O5)","v":10.247},null,{"$f":"INDEX($J5:$Q5,MATCH(\"Infiltrated\",$J$1:$Q$1,0))","v":0.72},0.28000000000000003,0,10.247,0.99,null,{"$f":"ROUND(V5*Beregn1!$D$30,3)","v":0.18},{"$f":"ROUND(W5*Beregn1!$D$30,3)","v":7.0000000000000007E-2},{"$f":"ROUND(X5*Beregn1!$D$30,3)","v":0},{"$f":"ROUND(Y5*Beregn1!$D$30,3)","v":2.5619999999999998},{"$f":"ROUND(Z5*Beregn1!$D$30,3)","v":0.248}]
[null,null,null,null,null,null,null,null,null,null,null,null,null,null,null,null,null,{"$f":"IF(OR(O6=0,O6=-1),Beregn1!$E$36,O6)","v":41},true,{"$f":"IF(AND(R6=41,S6=FALSE),Beregn1!$E$36,O6)","v":0},null,0,0,0,0,0,null,{"$f":"ROUND(V6*Beregn1!$D$30,3)","v":0},{"$f":"ROUND(W6*Beregn1!$D$30,3)","v":0},{"$f":"ROUND(X6*Beregn1!$D$30,3)","v":0},{"$f":"ROUND(Y6*Beregn1!$D$30,3)","v":0},{"$f":"ROUND(Z6*Beregn1!$D$30,3)","v":0}]
[null,null,null,null,null,null,null,null,null,null,null,null,null,null,null,null,null,{"$f":"IF(OR(O7=0,O7=-1),Beregn1!$E$36,O7)","v":41},true,{"$f":"IF(AND(R7=41,S7=FALSE),Beregn1!$E$36,O7)","v":0},null,0,0,0,0,0,null,{"$f":"ROUND(V7*Beregn1!$D$30,3)","v":0},{"$f":"ROUND(W7*Beregn1!$D$30,3)","v":0},{"$f":"ROUND(X7*Beregn1!$D$30,3)","v":0},{"$f":"ROUND(Y7*Beregn1!$D$30,3)","v":0},{"$f":"ROUND(Z7*Beregn1!$D$30,3)","v":0}]
[null,null,null,null,null,null,null,null,null,null,null,null,null,null,null,null,null,{"$f":"IF(OR(O8=0,O8=-1),Beregn1!$E$36,O8)","v":41},true,{"$f":"IF(AND(R8=41,S8=FALSE),Beregn1!$E$36,O8)","v":0},null,0,0,0,0,0,null,{"$f":"ROUND(V8*Beregn1!$D$30,3)","v":0},{"$f":"ROUND(W8*Beregn1!$D$30,3)","v":0},{"$f":"ROUND(X8*Beregn1!$D$30,3)","v":0},{"$f":"ROUND(Y8*Beregn1!$D$30,3)","v":0},{"$f":"ROUND(Z8*Beregn1!$D$30,3)","v":0}]
[null,null,null,null,null,null,null,null,null,null,null,null,null,null,null,null,null,{"$f":"IF(OR(O9=0,O9=-1),Beregn1!$E$36,O9)","v":41},true,{"$f":"IF(AND(R9=41,S9=FALSE),Beregn1!$E$36,O9)","v":0},null,0,0,0,0,0,null,{"$f":"ROUND(V9*Beregn1!$D$30,3)","v":0},{"$f":"ROUND(W9*Beregn1!$D$30,3)","v":0},{"$f":"ROUND(X9*Beregn1!$D$30,3)","v":0},{"$f":"ROUND(Y9*Beregn1!$D$30,3)","v":0},{"$f":"ROUND(Z9*Beregn1!$D$30,3)","v":0}]
[null,null,null,null,null,null,null,null,null,null,null,null,null,null,null,null,null,{"$f":"IF(OR(O10=0,O10=-1),Beregn1!$E$36,O10)","v":41},true,{"$f":"IF(AND(R10=41,S10=FALSE),Beregn1!$E$36,O10)","v":0},null,0,0,0,0,0,null,{"$f":"ROUND(V10*Beregn1!$D$30,3)","v":0},{"$f":"ROUND(W10*Beregn1!$D$30,3)","v":0},{"$f":"ROUND(X10*Beregn1!$D$30,3)","v":0},{"$f":"ROUND(Y10*Beregn1!$D$30,3)","v":0},{"$f":"ROUND(Z10*Beregn1!$D$30,3)","v":0}]

{"sheet":"BR1_d","index":4,"n_rows":70,"n_cols":45,"rows_kept":70,"cut":false,"hidden":true,"merged":[[0,12,9,12],[0,23,9,23],[0,33,9,33],[0,27,9,27]]}
["K","A_ratio","surface_depth","soil_depth","storage_depth",null,null,null,null,null,null,null,"Dataudtræk ↓","K","A_ratio","surface_depth","soil_depth","storage_depth","Infiltrated","Evaporated","Overflow","T_overflow","Available_Volume","Ret T_overflow ↓",{"$f":"V1","v":"T_overflow"},{"$f":"V1","v":"T_overflow"},{"$f":"V1","v":"T_overflow"},"Output ↓",{"$f":"INDEX($N1:$W1,MATCH(\"Infiltrated\",$N$1:$W$1,0))","v":"Infiltrated"},{"$f":"INDEX($N1:$W1,MATCH(\"Evaporated\",$N$1:$W$1,0))","v":"Evaporated"},{"$f":"INDEX($N1:$W1,MATCH(\"Overflow\",$N$1:$W$1,0))","v":"Overflow"},{"$f":"INDEX($N1:$W1,MATCH(\"T_overflow\",$N$1:$W$1,0))","v":"T_overflow"},{"$f":"INDEX($N1:$W1,MATCH(\"Available_Volume\",$N$1:$W$1,0))","v":"Available_Volume"},"Lineær interpolation ↓","Infiltrated_w","Evaporated_w","Overflow_w","T_overflow_w","Available_Volume_w",null,"Infiltrated_sum","Evaporated_sum","Overflow_sum","T_overflow_sum","Available_Volume_sum"]
[{"$f":"Beregn1!$B$82","v":0.8},{"$f":"Beregn1!$C$82","v":0.15},{"$f":"Beregn1!$D$82","v":300},{"$f":"Beregn1!$E$82","v":500},{"$f":"Beregn1!$F$82","v":2000},null,null,null,null,null,null,null,null,0.8,0.1,300,500,2000,0.7,0.3,0.01,3.4159999999999999,0.9,null,{"$f":"IF(OR(V2=0,V2=-1),Beregn1!$E$36,V2)","v":3.4159999999999999},{"$f":"ISBLANK(V2)","v":false},{"$f":"IF(AND(Y2=41,Z2=FALSE),Beregn1!$E$36,V2)","v":3.4159999999999999},null,{"$f":"INDEX($N2:$W2,MATCH(\"Infiltrated\",$N$1:$W$1,0))","v":0.7},{"$f":"INDEX($N2:$W2,MATCH(\"Evaporated\",$N$1:$W$1,0))","v":0.3},{"$f":"INDEX($N2:$W2,MATCH(\"Overflow\",$N$1:$W$1,0))","v":0.01},{"$f":"AA2","v":3.4159999999999999},{"$f":"INDEX($N2:$W2,MATCH(\"Available_Volume\",$N$1:$W$1,0))","v":0.9},null,{"$f":"ROUND(AC2*Beregn1!$E$30,4)","v":0.17499999999999999},{"$f":"ROUND(AD2*Beregn1!$E$30,4)","v":7.4999999999999997E-2},{"$f":"ROUND(AE2*Beregn1!$E$30,4)","v":2.5000000000000001E-3},{"$f":"ROUND(AF2*Beregn1!$E$30,4)","v":0.85399999999999998},{"$f":"ROUND(AG2*Beregn1!$E$30,4)","v":0.22500000000000001},null,{"$f":"SUM(AI2:AI10)","v":0.6825},{"$f":"SUM(AJ2:AJ10)","v":0.315},{"$f":"SUM(AK2:AK10)","v":5.0000000000000001E-3},{"$f":"SUM(AL2:AL10)","v":21.742599999999996},{"$f":"SUM(AM2:AM10)","v":0.90500000000000003}]
[{"$f":"Beregn1!$B$82","v":0.8},{"$f":"Beregn1!$C$82","v":0.15},{"$f":"Beregn1!$D$82","v":300},{"$f":"Beregn1!$E$82","v":500},{"$f":"Beregn1!$F$83","v":0},null,null,null,null,null,null,null,null,0.8,0.15,300,500,2000,0.67,0.33,0,40.988999999999997,0.93,null,{"$f":"IF(OR(V3=0,V3=-1),Beregn1!$E$36,V3)","v":40.988999999999997},{"$f":"ISBLANK(V3)","v":false},{"$f":"IF(AND(Y3=41,Z3=FALSE),Beregn1!$E$36,V3)","v":40.988999999999997},null,0.67,0.33,0,{"$f":"AA3","v":40.988999999999997},0.93,null,{"$f":"ROUND(AC3*Beregn1!$E$30,4)","v":0.16750000000000001},{"$f":"ROUND(AD3*Beregn1!$E$30,4)","v":8.2500000000000004E-2},{"$f":"ROUND(AE3*Beregn1!$E$30,4)","v":0},{"$f":"ROUND(AF3*Beregn1!$E$30,4)","v":10.247299999999999},{"$f":"ROUND(AG3*Beregn1!$E$30,4)","v":0.23250000000000001}]
[{"$f":"Beregn1!$B$82","v":0.8},{"$f":"Beregn1!$C$82","v":0.15},{"$f":"Beregn1!$D$82","v":300},{"$f":"Beregn1!$E$83","v":0},{"$f":"Beregn1!$F$82","v":2000},null,null,null,null,null,null,null,null,0.7,0.1,300,500,2000,0.69,0.3,0.01,1.5760000000000001,0.86,null,{"$f":"IF(OR(V4=0,V4=-1),Beregn1!$E$36,V4)","v":1.5760000000000001},false,{"$f":"IF(AND(Y4=41,Z4=FALSE),Beregn1!$E$36,V4)","v":1.5760000000000001},null,0.69,0.3,0.01,1.5760000000000001,0.86,null,{"$f":"ROUND(AC4*Beregn1!$E$30,4)","v":0.17249999999999999},{"$f":"ROUND(AD4*Beregn1!$E$30,4)","v":7.4999999999999997E-2},{"$f":"ROUND(AE4*Beregn1!$E$30,4)","v":2.5000000000000001E-3},{"$f":"ROUND(AF4*Beregn1!$E$30,4)","v":0.39400000000000002},{"$f":"ROUND(AG4*Beregn1!$E$30,4)","v":0.215}]
[{"$f":"Beregn1!$B$82","v":0.8},{"$f":"Beregn1!$C$82","v":0.15},{"$f":"Beregn1!$D$82","v":300},{"$f":"Beregn1!$E$83","v":0},{"$f":"Beregn1!$F$83","v":0},null,null,null,null,null,null,null,null,0.7,0.15,300,500,2000,0.67,0.33,0,40.988999999999997,0.93,null,{"$f":"IF(OR(V5=0,V5=-1),Beregn1!$E$36,V5)","v":40.988999999999997},false,{"$f":"IF(AND(Y5=41,Z5=FALSE),Beregn1!$E$36,V5)","v":40.988999999999997},null,0.67,0.33,0,40.988999999999997,0.93,null,{"$f":"ROUND(AC5*Beregn1!$E$30,4)","v":0.16750000000000001},{"$f":"ROUND(AD5*Beregn1!$E$30,4)","v":8.2500000000000004E-2},{"$f":"ROUND(AE5*Beregn1!$E$30,4)","v":0},{"$f":"ROUND(AF5*Beregn1!$E$30,4)","v":10.247299999999999},{"$f":"ROUND(AG5*Beregn1!$E$30,4)","v":0.23250000000000001}]
[{"$f":"Beregn1!$B$82","v":0.8},{"$f":"Beregn1!$C$82","v":0.15},{"$f":"Beregn1!$D$83","v":0},{"$f":"Beregn1!$E$82","v":500},{"$f":"Beregn1!$F$82","v":2000},null,null,null,null,null,null,null,null,null,null,null,null,null,null,null,null,null,null,null,{"$f":"IF(OR(V6=0,V6=-1),Beregn1!$E$36,V6)","v":41},true,{"$f":"IF(AND(Y6=41,Z6=FALSE),Beregn1!$E$36,V6)","v":0},null,0,0,0,0,0,null,{"$f":"ROUND(AC6*Beregn1!$E$30,4)","v":0},{"$f":"ROUND(AD6*Beregn1!$E$30,4)","v":0},{"$f":"ROUND(AE6*Beregn1!$E$30,4)","v":0},{"$f":"ROUND(AF6*Beregn1!$E$30,4)","v":0},{"$f":"ROUND(AG6*Beregn1!$E$30,4)","v":0}]
[{"$f":"Beregn1!$B$82","v":0.8},{"$f":"Beregn1!$C$82","v":0.15},{"$f":"Beregn1!$D$83","v":0},{"$f":"Beregn1!$E$82","v":500},{"$f":"Beregn1!$F$83","v":0},null,null,null,null,null,null,null,null,null,null,null,null,null,null,null,null,null,null,null,{"$f":"IF(OR(V7=0,V7=-1),Beregn1!$E$36,V7)","v":41},true,{"$f":"IF(AND(Y7=41,Z7=FALSE),Beregn1!$E$36,V7)","v":0},null,0,0,0,0,0,null,{"$f":"ROUND(AC7*Beregn1!$E$30,4)","v":0},{"$f":"ROUND(AD7*Beregn1!$E$30,4)","v":0},{"$f":"ROUND(AE7*Beregn1!$E$30,4)","v":0},{"$f":"ROUND(AF7*Beregn1!$E$30,4)","v":0},{"$f":"ROUND(AG7*Beregn1!$E$30,4)","v":0}]
[{"$f":"Beregn1!$B$82","v":0.8},{"$f":"Beregn1!$C$82","v":0.15},{"$f":"Beregn1!$D$83","v":0},{"$f":"Beregn1!$E$83","v":0},{"$f":"Beregn1!$F$82","v":2000},null,null,null,null,null,null,null,null,null,null,null,null,null,null,null,null,null,null,null,{"$f":"IF(OR(V8=0,V8=-1),Beregn1!$E$36,V8)","v":41},true,{"$f":"IF(AND(Y8=41,Z8=FALSE),Beregn1!$E$36,V8)","v":0},null,0,0,0,0,0,null,{"$f":"ROUND(AC8*Beregn1!$E$30,4)","v":0},{"$f":"ROUND(AD8*Beregn1!$E$30,4)","v":0},{"$f":"ROUND(AE8*Beregn1!$E$30,4)","v":0},{"$f":"ROUND(AF8*Beregn1!$E$30,4)","v":0},{"$f":"ROUND(AG8*Beregn1!$E$30,4)","v":0}]
[{"$f":"Beregn1!$B$82","v":0.8},{"$f":"Beregn1!$C$82","v":0.15},{"$f":"Beregn1!$D$83","v":0},{"$f":"Beregn1!$E$83","v":0},{"$f":"Beregn1!$F$83","v":0},null,null,null,null,null,null,null,null,null,null,null,null,null,null,null,null,null,null,null,{"$f":"IF(OR(V9=0,V9=-1),Beregn1!$E$36,V9)","v":41},true,{"$f":"IF(AND(Y9=41,Z9=FALSE),Beregn1!$E$36,V9)","v":0},null,0,0,0,0,0,null,{"$f":"ROUND(AC9*Beregn1!$E$30,4)","v":0},{"$f":"ROUND(AD9*Beregn1!$E$30,4)","v":0},{"$f":"ROUND(AE9*Beregn1!$E$30,4)","v":0},{"$f":"ROUND(AF9*Beregn1!$E$30,4)","v":0},{"$f":"ROUND(AG9*Beregn1!$E$30,4)","v":0}]
[{"$f":"Beregn1!$B$82","v":0.8},{"$f":"Beregn1!$C$83","v":0.1},{"$f":"Beregn1!$D$82","v":300},{"$f":"Beregn1!$E$82","v":500},{"$f":"Beregn1!$F$82","v":2000},null,null,null,null,null,null,null,null,null,null,null,null,null,null,null,null,null,null,null,{"$f":"IF(OR(V10=0,V10=-1),Beregn1!$E$36,V10)","v":41},true,{"$f":"IF(AND(Y10=41,Z10=FALSE),Beregn1!$E$36,V10)","v":0},null,0,0,0,0,0,null,{"$f":"ROUND(AC10*Beregn1!$E$30,4)","v":0},{"$f":"ROUND(AD10*Beregn1!$E$30,4)","v":0},{"$f":"ROUND(AE10*Beregn1!$E$30,4)","v":0},{"$f":"ROUND(AF10*Beregn1!$E$30,4)","v":0},{"$f":"ROUND(AG10*Beregn1!$E$30,4)","v":0}]
[{"$f":"Beregn1!$B$82","v":0.8},{"$f":"Beregn1!$C$83","v":0.1},{"$f":"Beregn1!$D$82","v":300},{"$f":"Beregn1!$E$82","v":500},{"$f":"Beregn1!$F$83","v":0},null,null,null,null,null,null,null,null,null,null,null,null,null,null,null,null,null,null,null,{"$f":"IF(OR(V11=0,V11=-1),Beregn1!$E$36,V11)","v":41},true,{"$f":"IF(AND(Y11=41,Z11=FALSE),Beregn1!$E$36,V11)","v":0},null,0,0,0,0,0,null,{"$f":"ROUND(AC11*Beregn1!$E$30,4)","v":0},{"$f":"ROUND(AD11*Beregn1!$E$30,4)","v":0},{"$f":"ROUND(AE11*Beregn1!$E$30,4)","v":0},{"$f":"ROUND(AF11*Beregn1!$E$30,4)","v":0},{"$f":"ROUND(AG11*Beregn1!$E$30,4)","v":0}]
[{"$f":"Beregn1!$B$82","v":0.8},{"$f":"Beregn1!$C$83","v":0.1},{"$f":"Beregn1!$D$82","v":300},{"$f":"Beregn1!$E$83","v":0},{"$f":"Beregn1!$F$82","v":2000},null,null,null,null,null,null,null,null,null,null,null,null,null,null,null,null,null,null,null,{"$f":"IF(OR(V12=0,V12=-1),Beregn1!$E$36,V12)","v":41},true,{"$f":"IF(AND(Y12=41,Z12=FALSE),Beregn1!$E$36,V12)","v":0},null,0,0,0,0,0,null,{"$f":"ROUND(AC12*Beregn1!$E$30,4)","v":0},{"$f":"ROUND(AD12*Beregn1!$E$30,4)","v":0},{"$f":"ROUND(AE12*Beregn1!$E$30,4)","v":0},{"$f":"ROUND(AF12*Beregn1!$E$30,4)","v":0},{"$f":"ROUND(AG12*Beregn1!$E$30,4)","v":0}]
[{"$f":"Beregn1!$B$82","v":0.8},{"$f":"Beregn1!$C$83","v":0.1},{"$f":"Beregn1!$D$82","v":300},{"$f":"Beregn1!$E$83","v":0},{"$f":"Beregn1!$F$83","v":0},null,null,null,null,null,null,null,null,null,null,null,null,null,null,null,null,null,null,null,{"$f":"IF(OR(V13=0,V13=-1),Beregn1!$E$36,V13)","v":41},true,{"$f":"IF(AND(Y13=41,Z13=FALSE),Beregn1!$E$36,V13)","v":0},null,0,0,0,0,0,null,{"$f":"ROUND(AC13*Beregn1!$E$30,4)","v":0},{"$f":"ROUND(AD13*Beregn1!$E$30,4)","v":0},{"$f":"ROUND(AE13*Beregn1!$E$30,4)","v":0},{"$f":"ROUND(AF13*Beregn1!$E$30,4)","v":0},{"$f":"ROUND(AG13*Beregn1!$E$30,4)","v":0}]
[{"$f":"Beregn1!$B$82","v":0.8},{"$f":"Beregn1!$C$83","v":0.1},{"$f":"Beregn1!$D$83","v":0},{"$f":"Beregn1!$E$82","v":500},{"$f":"Beregn1!$F$82","v":2000},null,null,null,null,null,null,null,null,null,null,null,null,null,null,null,null,null,null,null,{"$f":"IF(OR(V14=0,V14=-1),Beregn1!$E$36,V14)","v":41},true,{"$f":"IF(AND(Y14=41,Z14=FALSE),Beregn1!$E$36,V14)","v":0},null,0,0,0,0,0,null,{"$f":"ROUND(AC14*Beregn1!$E$30,4)","v":0},{"$f":"ROUND(AD14*Beregn1!$E$30,4)","v":0},{"$f":"ROUND(AE14*Beregn1!$E$30,4)","v":0},{"$f":"ROUND(AF14*Beregn1!$E$30,4)","v":0},{"$f":"ROUND(AG14*Beregn1!$E$30,4)","v":0}]
[{"$f":"Beregn1!$B$82","v":0.8},{"$f":"Beregn1!$C$83","v":0.1},{"$f":"Beregn1!$D$83","v":0},{"$f":"Beregn1!$E$82","v":500},{"$f":"Beregn1!$F$83","v":0},null,null,null,null,null,null,null,null,null,null,null,null,null,null,null,null,null,null,null,{"$f":"IF(OR(V15=0,V15=-1),Beregn1!$E$36,V15)","v":41},true,{"$f":"IF(AND(Y15=41,Z15=FALSE),Beregn1!$E$36,V15)","v":0},null,0,0,0,0,0,null,{"$f":"ROUND(AC15*Beregn1!$E$30,4)","v":0},{"$f":"ROUND(AD15*Beregn1!$E$30,4)","v":0},{"$f":"ROUND(AE15*Beregn1!$E$30,4)","v":0},{"$f":"ROUND(AF15*Beregn1!$E$30,4)","v":0},{"$f":"ROUND(AG15*Beregn1!$E$30,4)","v":0}]
[{"$f":"Beregn1!$B$82","v":0.8},{"$f":"Beregn1!$C$83","v":0.1},{"$f":"Beregn1!$D$83","v":0},{"$f":"Beregn1!$E$83","v":0},{"$f":"Beregn1!$F$82","v":2000},null,null,null,null,null,null,null,null,null,null,null,null,null,null,null,null,null,null,null,{"$f":"IF(OR(V16=0,V16=-1),Beregn1!$E$36,V16)","v":41},true,{"$f":"IF(AND(Y16=41,Z16=FALSE),Beregn1!$E$36,V16)","v":0},null,0,0,0,0,0,null,{"$f":"ROUND(AC16*Beregn1!$E$30,4)","v":0},{"$f":"ROUND(AD16*Beregn1!$E$30,4)","v":0},{"$f":"ROUND(AE16*Beregn1!$E$30,4)","v":0},{"$f":"ROUND(AF16*Beregn1!$E$30,4)","v":0},{"$f":"ROUND(AG16*Beregn1!$E$30,4)","v":0}]
[{"$f":"Beregn1!$B$82","v":0.8},{"$f":"Beregn1!$C$83","v":0.1},{"$f":"Beregn1!$D$83","v":0},{"$f":"Beregn1!$E$83","v":0},{"$f":"Beregn1!$F$83","v":0},null,null,null,null,null,null,null,null,null,null,null,null,null,null,null,null,null,null,null,{"$f":"IF(OR(V17=0,V17=-1),Beregn1!$E$36,V17)","v":41},true,{"$f":"IF(AND(Y17=41,Z17=FALSE),Beregn1!$E$36,V17)","v":0},null,0,0,0,0,0,null,{"$f":"ROUND(AC17*Beregn1!$E$30,4)","v":0},{"$f":"ROUND(AD17*Beregn1!$E$30,4)","v":0},{"$f":"ROUND(AE17*Beregn1!$E$30,4)","v":0},{"$f":"ROUND(AF17*Beregn1!$E$30,4)","v":0},{"$f":"ROUND(AG17*Beregn1!$E$30,4)","v":0}]
[{"$f":"Beregn1!$B$83","v":0.7},{"$f":"Beregn1!$C$82","v":0.15},{"$f":"Beregn1!$D$82","v":300},{"$f":"Beregn1!$E$82","v":500},{"$f":"Beregn1!$F$82","v":2000},null,null,null,null,null,null,null,null,null,null,null,null,null,null,null,null,null,null,null,{"$f":"IF(OR(V18=0,V18=-1),Beregn1!$E$36,V18)","v":41},true,{"$f":"IF(AND(Y18=41,Z18=FALSE),Beregn1!$E$36,V18)","v":0},null,0,0,0,0,0,null,{"$f":"ROUND(AC18*Beregn1!$E$30,4)","v":0},{"$f":"ROUND(AD18*Beregn1!$E$30,4)","v":0},{"$f":"ROUND(AE18*Beregn1!$E$30,4)","v":0},{"$f":"ROUND(AF18*Beregn1!$E$30,4)","v":0},{"$f":"ROUND(AG18*Beregn1!$E$30,4)","v":0}]
[{"$f":"Beregn1!$B$83","v":0.7},{"$f":"Beregn1!$C$82","v":0.15},{"$f":"Beregn1!$D$82","v":300},{"$f":"Beregn1!$E$82","v":500},{"$f":"Beregn1!$F$83","v":0},null,null,null,null,null,null,null,null,null,null,null,null,null,null,null,null,null,null,null,{"$f":"IF(OR(V19=0,V19=-1),Beregn1!$E$36,V19)","v":41},true,{"$f":"IF(AND(Y19=41,Z19=FALSE),Beregn1!$E$36,V19)","v":0},null,0,0,0,0,0,null,{"$f":"ROUND(AC19*Beregn1!$E$30,4)","v":0},{"$f":"ROUND(AD19*Beregn1!$E$30,4)","v":0},{"$f":"ROUND(AE19*Beregn1!$E$30,4)","v":0},{"$f":"ROUND(AF19*Beregn1!$E$30,4)","v":0},{"$f":"ROUND(AG19*Beregn1!$E$30,4)","v":0}]
[{"$f":"Beregn1!$B$83","v":0.7},{"$f":"Beregn1!$C$82","v":0.15},{"$f":"Beregn1!$D$82","v":300},{"$f":"Beregn1!$E$83","v":0},{"$f":"Beregn1!$F$82","v":2000},null,null,null,null,null,null,null,null,null,null,null,null,null,null,null,null,null,null,null,{"$f":"IF(OR(V20=0,V20=-1),Beregn1!$E$36,V20)","v":41},true,{"$f":"IF(AND(Y20=41,Z20=FALSE),Beregn1!$E$36,V20)","v":0},null,0,0,0,0,0,null,{"$f":"ROUND(AC20*Beregn1!$E$30,4)","v":0},{"$f":"ROUND(AD20*Beregn1!$E$30,4)","v":0},{"$f":"ROUND(AE20*Beregn1!$E$30,4)","v":0},{"$f":"ROUND(AF20*Beregn1!$E$30,4)","v":0},{"$f":"ROUND(AG20*Beregn1!$E$30,4)","v":0}]
[{"$f":"Beregn1!$B$83","v":0.7},{"$f":"Beregn1!$C$82","v":0.15},{"$f":"Beregn1!$D$82","v":300},{"$f":"Beregn1!$E$83","v":0},{"$f":"Beregn1!$F$83","v":0},null,null,null,null,null,null,null,null,null,null,null,null,null,null,null,null,null,null,null,{"$f":"IF(OR(V21=0,V21=-1),Beregn1!$E$36,V21)","v":41},true,{"$f":"IF(AND(Y21=41,Z21=FALSE),Beregn1!$E$36,V21)","v":0},null,0,0,0,0,0,null,{"$f":"ROUND(AC21*Beregn1!$E$30,4)","v":0},{"$f":"ROUND(AD21*Beregn1!$E$30,4)","v":0},{"$f":"ROUND(AE21*Beregn1!$E$30,4)","v":0},{"$f":"ROUND(AF21*Beregn1!$E$30,4)","v":0},{"$f":"ROUND(AG21*Beregn1!$E$30,4)","v":0}]
[{"$f":"Beregn1!$B$83","v":0.7},{"$f":"Beregn1!$C$82","v":0.15},{"$f":"Beregn1!$D$83","v":0},{"$f":"Beregn1!$E$82","v":500},{"$f":"Beregn1!$F$82","v":2000},null,null,null,null,null,null,null,null,null,null,null,null,null,null,null,null,null,null,null,{"$f":"IF(OR(V22=0,V22=-1),Beregn1!$E$36,V22)","v":41},true,{"$f":"IF(AND(Y22=41,Z22=FALSE),Beregn1!$E$36,V22)","v":0},null,0,0,0,0,0,null,{"$f":"ROUND(AC22*Beregn1!$E$30,4)","v":0},{"$f":"ROUND(AD22*Beregn1!$E$30,4)","v":0},{"$f":"ROUND(AE22*Beregn1!$E$30,4)","v":0},{"$f":"ROUND(AF22*Beregn1!$E$30,4)","v":0},{"$f":"ROUND(AG22*Beregn1!$E$30,4)","v":0}]
[{"$f":"Beregn1!$B$83","v":0.7},{"$f":"Beregn1!$C$82","v":0.15},{"$f":"Beregn1!$D$83","v":0},{"$f":"Beregn1!$E$82","v":500},{"$f":"Beregn1!$F$83","v":0},null,null,null,null,null,null,null,null,null,null,null,null,null,null,null,null,null,null,null,{"$f":"IF(OR(V23=0,V23=-1),Beregn1!$E$36,V23)","v":41},true,{"$f":"IF(AND(Y23=41,Z23=FALSE),Beregn1!$E$36,V23)","v":0},null,0,0,0,0,0,null,{"$f":"ROUND(AC23*Beregn1!$E$30,4)","v":0},{"$f":"ROUND(AD23*Beregn1!$E$30,4)","v":0},{"$f":"ROUND(AE23*Beregn1!$E$30,4)","v":0},{"$f":"ROUND(AF23*Beregn1!$E$30,4)","v":0},{"$f":"ROUND(AG23*Beregn1!$E$30,4)","v":0}]
[{"$f":"Beregn1!$B$83","v":0.7},{"$f":"Beregn1!$C$82","v":0.15},{"$f":"Beregn1!$D$83","v":0},{"$f":"Beregn1!$E$83","v":0},{"$f":"Beregn1!$F$82","v":2000},null,null,null,null,null,null,null,null,null,null,null,null,null,null,null,null,null,null,null,{"$f":"IF(OR(V24=0,V24=-1),Beregn1!$E$36,V24)","v":41},true,{"$f":"IF(AND(Y24=41,Z24=FALSE),Beregn1!$E$36,V24)","v":0},null,0,0,0,0,0,null,{"$f":"ROUND(AC24*Beregn1!$E$30,4)","v":0},{"$f":"ROUND(AD24*Beregn1!$E$30,4)","v":0},{"$f":"ROUND(AE24*Beregn1!$E$30,4)","v":0},{"$f":"ROUND(AF24*Beregn1!$E$30,4)","v":0},{"$f":"ROUND(AG24*Beregn1!$E$30,4)","v":0}]
[{"$f":"Beregn1!$B$83","v":0.7},{"$f":"Beregn1!$C$82","v":0.15},{"$f":"Beregn1!$D$83","v":0},{"$f":"Beregn1!$E$83","v":0},{"$f":"Beregn1!$F$83","v":0},null,null,null,null,null,null,null,null,null,null,null,null,null,null,null,null,null,null,null,{"$f":"IF(OR(V25=0,V25=-1),Beregn1!$E$36,V25)","v":41},true,{"$f":"IF(AND(Y25=41,Z25=FALSE),Beregn1!$E$36,V25)","v":0},null,0,0,0,0,0,null,{"$f":"ROUND(AC25*Beregn1!$E$30,4)","v":0},{"$f":"ROUND(AD25*Beregn1!$E$30,4)","v":0},{"$f":"ROUND(AE25*Beregn1!$E$30,4)","v":0},{"$f":"ROUND(AF25*Beregn1!$E$30,4)","v":0},{"$f":"ROUND(AG25*Beregn1!$E$30,4)","v":0}]
[{"$f":"Beregn1!$B$83","v":0.7},{"$f":"Beregn1!$C$83","v":0.1},{"$f":"Beregn1!$D$82","v":300},{"$f":"Beregn1!$E$82","v":500},{"$f":"Beregn1!$F$82","v":2000},null,null,null,null,null,null,null,null,null,null,null,null,null,null,null,null,null,null,null,{"$f":"IF(OR(V26=0,V26=-1),Beregn1!$E$36,V26)","v":41},true,{"$f":"IF(AND(Y26=41,Z26=FALSE),Beregn1!$E$36,V26)","v":0},null,0,0,0,0,0,null,{"$f":"ROUND(AC26*Beregn1!$E$30,4)","v":0},{"$f":"ROUND(AD26*Beregn1!$E$30,4)","v":0},{"$f":"ROUND(AE26*Beregn1!$E$30,4)","v":0},{"$f":"ROUND(AF26*Beregn1!$E$30,4)","v":0},{"$f":"ROUND(AG26*Beregn1!$E$30,4)","v":0}]
[{"$f":"Beregn1!$B$83","v":0.7},{"$f":"Beregn1!$C$83","v":0.1},{"$f":"Beregn1!$D$82","v":300},{"$f":"Beregn1!$E$82","v":500},{"$f":"Beregn1!$F$83","v":0},null,null,null,null,null,null,null,null,null,null,null,null,null,null,null,null,null,null,null,{"$f":"IF(OR(V27=0,V27=-1),Beregn1!$E$36,V27)","v":41},true,{"$f":"IF(AND(Y27=41,Z27=FALSE),Beregn1!$E$36,V27)","v":0},null,0,0,0,0,0,null,{"$f":"ROUND(AC27*Beregn1!$E$30,4)","v":0},{"$f":"ROUND(AD27*Beregn1!$E$30,4)","v":0},{"$f":"ROUND(AE27*Beregn1!$E$30,4)","v":0},{"$f":"ROUND(AF27*Beregn1!$E$30,4)","v":0},{"$f":"ROUND(AG27*Beregn1!$E$30,4)","v":0}]
[{"$f":"Beregn1!$B$83","v":0.7},{"$f":"Beregn1!$C$83","v":0.1},{"$f":"Beregn1!$D$82","v":300},{"$f":"Beregn1!$E$83","v":0},{"$f":"Beregn1!$F$82","v":2000},null,null,null,null,null,null,null,null,null,null,null,null,null,null,null,null,null,null,null,{"$f":"IF(OR(V28=0,V28=-1),Beregn1!$E$36,V28)","v":41},true,{"$f":"IF(AND(Y28=41,Z28=FALSE),Beregn1!$E$36,V28)","v":0},null,0,0,0,0,0,null,{"$f":"ROUND(AC28*Beregn1!$E$30,4)","v":0},{"$f":"ROUND(AD28*Beregn1!$E$30,4)","v":0},{"$f":"ROUND(AE28*Beregn1!$E$30,4)","v":0},{"$f":"ROUND(AF28*Beregn1!$E$30,4)","v":0},{"$f":"ROUND(AG28*Beregn1!$E$30,4)","v":0}]
[{"$f":"Beregn1!$B$83","v":0.7},{"$f":"Beregn1!$C$83","v":0.1},{"$f":"Beregn1!$D$82","v":300},{"$f":"Beregn1!$E$83","v":0},{"$f":"Beregn1!$F$83","v":0},null,null,null,null,null,null,null,null,null,null,null,null,null,null,null,null,null,null,null,{"$f":"IF(OR(V29=0,V29=-1),Beregn1!$E$36,V29)","v":41},true,{"$f":"IF(AND(Y29=41,Z29=FALSE),Beregn1!$E$36,V29)","v":0},null,0,0,0,0,0,null,{"$f":"ROUND(AC29*Beregn1!$E$30,4)","v":0},{"$f":"ROUND(AD29*Beregn1!$E$30,4)","v":0},{"$f":"ROUND(AE29*Beregn1!$E$30,4)","v":0},{"$f":"ROUND(AF29*Beregn1!$E$30,4)","v":0},{"$f":"ROUND(AG29*Beregn1!$E$30,4)","v":0}]
[{"$f":"Beregn1!$B$83","v":0.7},{"$f":"Beregn1!$C$83","v":0.1},{"$f":"Beregn1!$D$83","v":0},{"$f":"Beregn1!$E$82","v":500},{"$f":"Beregn1!$F$82","v":2000},null,null,null,null,null,null,null,null,null,null,null,null,null,null,null,null,null,null,null,{"$f":"IF(OR(V30=0,V30=-1),Beregn1!$E$36,V30)","v":41},true,{"$f":"IF(AND(Y30=41,Z30=FALSE),Beregn1!$E$36,V30)","v":0},null,0,0,0,0,0,null,{"$f":"ROUND(AC30*Beregn1!$E$30,4)","v":0},{"$f":"ROUND(AD30*Beregn1!$E$30,4)","v":0},{"$f":"ROUND(AE30*Beregn1!$E$30,4)","v":0},{"$f":"ROUND(AF30*Beregn1!$E$30,4)","v":0},{"$f":"ROUND(AG30*Beregn1!$E$30,4)","v":0}]
[{"$f":"Beregn1!$B$83","v":0.7},{"$f":"Beregn1!$C$83","v":0.1},{"$f":"Beregn1!$D$83","v":0},{"$f":"Beregn1!$E$82","v":500},{"$f":"Beregn1!$F$83","v":0},null,null,null,null,null,null,null,null,null,null,null,null,null,null,null,null,null,null,null,{"$f":"IF(OR(V31=0,V31=-1),Beregn1!$E$36,V31)","v":41},true,{"$f":"IF(AND(Y31=41,Z31=FALSE),Beregn1!$E$36,V31)","v":0},null,0,0,0,0,0,null,{"$f":"ROUND(AC31*Beregn1!$E$30,4)","v":0},{"$f":"ROUND(AD31*Beregn1!$E$30,4)","v":0},{"$f":"ROUND(AE31*Beregn1!$E$30,4)","v":0},{"$f":"ROUND(AF31*Beregn1!$E$30,4)","v":0},{"$f":"ROUND(AG31*Beregn1!$E$30,4)","v":0}]
[{"$f":"Beregn1!$B$83","v":0.7},{"$f":"Beregn1!$C$83","v":0.1},{"$f":"Beregn1!$D$83","v":0},{"$f":"Beregn1!$E$83","v":0},{"$f":"Beregn1!$F$82","v":2000},null,null,null,null,null,null,null,null,null,null,null,null,null,null,null,null,null,null,null,{"$f":"IF(OR(V32=0,V32=-1),Beregn1!$E$36,V32)","v":41},true,{"$f":"IF(AND(Y32=41,Z32=FALSE),Beregn1!$E$36,V32)","v":0},null,0,0,0,0,0,null,{"$f":"ROUND(AC32*Beregn1!$E$30,4)","v":0},{"$f":"ROUND(AD32*Beregn1!$E$30,4)","v":0},{"$f":"ROUND(AE32*Beregn1!$E$30,4)","v":0},{"$f":"ROUND(AF32*Beregn1!$E$30,4)","v":0},{"$f":"ROUND(AG32*Beregn1!$E$30,4)","v":0}]
[{"$f":"Beregn1!$B$83","v":0.7},{"$f":"Beregn1!$C$83","v":0.1},{"$f":"Beregn1!$D$83","v":0},{"$f":"Beregn1!$E$83","v":0},{"$f":"Beregn1!$F$83","v":0},null,null,null,null,null,null,null,null,null,null,null,null,null,null,null,null,null,null,null,{"$f":"IF(OR(V33=0,V33=-1),Beregn1!$E$36,V33)","v":41},true,{"$f":"IF(AND(Y33=41,Z33=FALSE),Beregn1!$E$36,V33)","v":0},null,0,0,0,0,0,null,{"$f":"ROUND(AC33*Beregn1!$E$30,4)","v":0},{"$f":"ROUND(AD33*Beregn1!$E$30,4)","v":0},{"$f":"ROUND(AE33*Beregn1!$E$30,4)","v":0},{"$f":"ROUND(AF33*Beregn1!$E$30,4)","v":0},{"$f":"ROUND(AG33*Beregn1!$E$30,4)","v":0}]
[null,null,null,null,null,null,null,null,null,null,null,null,null,null,null,null,null,null,null,null,null,null,null,null,{"$f":"IF(OR(V34=0,V34=-1),Beregn1!$E$36,V34)","v":41},true,{"$f":"IF(AND(Y34=41,Z34=FALSE),Beregn1!$E$36,V34)","v":0},null,0,0,0,0,0,null,{"$f":"ROUND(AC34*Beregn1!$E$30,4)","v":0},{"$f":"ROUND(AD34*Beregn1!$E$30,4)","v":0},{"$f":"ROUND(AE34*Beregn1!$E$30,4)","v":0},{"$f":"ROUND(AF34*Beregn1!$E$30,4)","v":0},{"$f":"ROUND(AG34*Beregn1!$E$30,4)","v":0}]
[null,null,null,null,null,null,null,null,null,null,null,null,null,null,null,null,null,null,null,null,null,null,null,null,{"$f":"IF(OR(V35=0,V35=-1),Beregn1!$E$36,V35)","v":41},true,{"$f":"IF(AND(Y35=41,Z35=FALSE),Beregn1!$E$36,V35)","v":0},null,0,0,0,0,0,null,{"$f":"ROUND(AC35*Beregn1!$E$30,4)","v":0},{"$f":"ROUND(AD35*Beregn1!$E$30,4)","v":0},{"$f":"ROUND(AE35*Beregn1!$E$30,4)","v":0},{"$f":"ROUND(AF35*Beregn1!$E$30,4)","v":0},{"$f":"ROUND(AG35*Beregn1!$E$30,4)","v":0}]
[null,null,null,null,null,null,null,null,null,null,null,null,null,null,null,null,null,null,null,null,null,null,null,null,{"$f":"IF(OR(V36=0,V36=-1),Beregn1!$E$36,V36)","v":41},true,{"$f":"IF(AND(Y36=41,Z36=FALSE),Beregn1!$E$36,V36)","v":0},null,0,0,0,0,0,null,{"$f":"ROUND(AC36*Beregn1!$E$30,4)","v":0},{"$f":"ROUND(AD36*Beregn1!$E$30,4)","v":0},{"$f":"ROUND(AE36*Beregn1!$E$30,4)","v":0},{"$f":"ROUND(AF36*Beregn1!$E$30,4)","v":0},{"$f":"ROUND(AG36*Beregn1!$E$30,4)","v":0}]
[null,null,null,null,null,null,null,null,null,null,null,null,null,null,null,null,null,null,null,null,null,null,null,null,{"$f":"IF(OR(V37=0,V37=-1),Beregn1!$E$36,V37)","v":41},true,{"$f":"IF(AND(Y37=41,Z37=FALSE),Beregn1!$E$36,V37)","v":0},null,0,0,0,0,0,null,{"$f":"ROUND(AC37*Beregn1!$E$30,4)","v":0},{"$f":"ROUND(AD37*Beregn1!$E$30,4)","v":0},{"$f":"ROUND(AE37*Beregn1!$E$30,4)","v":0},{"$f":"ROUND(AF37*Beregn1!$E$30,4)","v":0},{"$f":"ROUND(AG37*Beregn1!$E$30,4)","v":0}]
[null,null,null,null,null,null,null,null,null,null,null,null,null,null,null,null,null,null,null,null,null,null,null,null,{"$f":"IF(OR(V38=0,V38=-1),Beregn1!$E$36,V38)","v":41},true,{"$f":"IF(AND(Y38=41,Z38=FALSE),Beregn1!$E$36,V38)","v":0},null,0,0,0,0,0,null,{"$f":"ROUND(AC38*Beregn1!$E$30,4)","v":0},{"$f":"ROUND(AD38*Beregn1!$E$30,4)","v":0},{"$f":"ROUND(AE38*Beregn1!$E$30,4)","v":0},{"$f":"ROUND(AF38*Beregn1!$E$30,4)","v":0},{"$f":"ROUND(AG38*Beregn1!$E$30,4)","v":0}]
[null,null,null,null,null,null,null,null,null,null,null,null,null,null,null,null,null,null,null,null,null,null,null,null,{"$f":"IF(OR(V39=0,V39=-1),Beregn1!$E$36,V39)","v":41},true,{"$f":"IF(AND(Y39=41,Z39=FALSE),Beregn1!$E$36,V39)","v":0},null,0,0,0,0,0,null,{"$f":"ROUND(AC39*Beregn1!$E$30,4)","v":0},{"$f":"ROUND(AD39*Beregn1!$E$30,4)","v":0},{"$f":"ROUND(AE39*Beregn1!$E$30,4)","v":0},{"$f":"ROUND(AF39*Beregn1!$E$30,4)","v":0},{"$f":"ROUND(AG39*Beregn1!$E$30,4)","v":0}]
[null,null,null,null,null,null,null,null,null,null,null,null,null,null,null,null,null,null,null,null,null,null,null,null,{"$f":"IF(OR(V40=0,V40=-1),Beregn1!$E$36,V40)","v":41},true,{"$f":"IF(AND(Y40=41,Z40=FALSE),Beregn1!$E$36,V40)","v":0},null,0,0,0,0,0,null,{"$f":"ROUND(AC40*Beregn1!$E$30,4)","v":0},{"$f":"ROUND(AD40*Beregn1!$E$30,4)","v":0},{"$f":"ROUND(AE40*Beregn1!$E$30,4)","v":0},{"$f":"ROUND(AF40*Beregn1!$E$30,4)","v":0},{"$f":"ROUND(AG40*Beregn1!$E$30,4)","v":0}]
[null,null,null,null,null,null,null,null,null,null,null,null,null,null,null,null,null,null,null,null,null,null,null,null,{"$f":"IF(OR(V41=0,V41=-1),Beregn1!$E$36,V41)","v":41},true,{"$f":"IF(AND(Y41=41,Z41=FALSE),Beregn1!$E$36,V41)","v":0},null,0,0,0,0,0,null,{"$f":"ROUND(AC41*Beregn1!$E$30,4)","v":0},{"$f":"ROUND(AD41*Beregn1!$E$30,4)","v":0},{"$f":"ROUND(AE41*Beregn1!$E$30,4)","v":0},{"$f":"ROUND(AF41*Beregn1!$E$30,4)","v":0},{"$f":"ROUND(AG41*Beregn1!$E$30,4)","v":0}]
[null,null,null,null,null,null,null,null,null,null,null,null,null,null,null,null,null,null,null,null,null,null,null,null,{"$f":"IF(OR(V42=0,V42=-1),Beregn1!$E$36,V42)","v":41},true,{"$f":"IF(AND(Y42=41,Z42=FALSE),Beregn1!$E$36,V42)","v":0},null,0,0,0,0,0,null,{"$f":"ROUND(AC42*Beregn1!$E$30,4)","v":0},{"$f":"ROUND(AD42*Beregn1!$E$30,4)","v":0},{"$f":"ROUND(AE42*Beregn1!$E$30,4)","v":0},{"$f":"ROUND(AF42*Beregn1!$E$30,4)","v":0},{"$f":"ROUND(AG42*Beregn1!$E$30,4)","v":0}]
[null,null,null,null,null,null,null,null,null,null,null,null,null,null,null,null,null,null,null,null,null,null,null,null,{"$f":"IF(OR(V43=0,V43=-1),Beregn1!$E$36,V43)","v":41},true,{"$f":"IF(AND(Y43=41,Z43=FALSE),Beregn1!$E$36,V43)","v":0},null,0,0,0,0,0,null,{"$f":"ROUND(AC43*Beregn1!$E$30,4)","v":0},{"$f":"ROUND(AD43*Beregn1!$E$30,4)","v":0},{"$f":"ROUND(AE43*Beregn1!$E$30,4)","v":0},{"$f":"ROUND(AF43*Beregn1!$E$30,4)","v":0},{"$f":"ROUND(AG43*Beregn1!$E$30,4)","v":0}]
[null,null,null,null,null,null,null,null,null,null,null,null,null,null,null,null,null,null,null,null,null,null,null,null,{"$f":"IF(OR(V44=0,V44=-1),Beregn1!$E$36,V44)","v":41},true,{"$f":"IF(AND(Y44=41,Z44=FALSE),Beregn1!$E$36,V44)","v":0},null,0,0,0,0,0,null,{"$f":"ROUND(AC44*Beregn1!$E$30,4)","v":0},{"$f":"ROUND(AD44*Beregn1!$E$30,4)","v":0},{"$f":"ROUND(AE44*Beregn1!$E$30,4)","v":0},{"$f":"ROUND(AF44*Beregn1!$E$30,4)","v":0},{"$f":"ROUND(AG44*Beregn1!$E$30,4)","v":0}]
[null,null,null,null,null,null,null,null,null,null,null,null,null,null,null,null,null,null,null,null,null,null,null,null,{"$f":"IF(OR(V45=0,V45=-1),Beregn1!$E$36,V45)","v":41},true,{"$f":"IF(AND(Y45=41,Z45=FALSE),Beregn1!$E$36,V45)","v":0},null,0,0,0,0,0,null,{"$f":"ROUND(AC45*Beregn1!$E$30,4)","v":0},{"$f":"ROUND(AD45*Beregn1!$E$30,4)","v":0},{"$f":"ROUND(AE45*Beregn1!$E$30,4)","v":0},{"$f":"ROUND(AF45*Beregn1!$E$30,4)","v":0},{"$f":"ROUND(AG45*Beregn1!$E$30,4)","v":0}]
[null,null,null,null,null,null,null,null,null,null,null,null,null,null,null,null,null,null,null,null,null,null,null,null,{"$f":"IF(OR(V46=0,V46=-1),Beregn1!$E$36,V46)","v":41},true,{"$f":"IF(AND(Y46=41,Z46=FALSE),Beregn1!$E$36,V46)","v":0},null,0,0,0,0,0,null,{"$f":"ROUND(AC46*Beregn1!$E$30,4)","v":0},{"$f":"ROUND(AD46*Beregn1!$E$30,4)","v":0},{"$f":"ROUND(AE46*Beregn1!$E$30,4)","v":0},{"$f":"ROUND(AF46*Beregn1!$E$30,4)","v":0},{"$f":"ROUND(AG46*Beregn1!$E$30,4)","v":0}]
[null,null,null,null,null,null,null,null,null,null,null,null,null,null,null,null,null,null,null,null,null,null,null,null,{"$f":"IF(OR(V47=0,V47=-1),Beregn1!$E$36,V47)","v":41},true,{"$f":"IF(AND(Y47=41,Z47=FALSE),Beregn1!$E$36,V47)","v":0},null,0,0,0,0,0,null,{"$f":"ROUND(AC47*Beregn1!$E$30,4)","v":0},{"$f":"ROUND(AD47*Beregn1!$E$30,4)","v":0},{"$f":"ROUND(AE47*Beregn1!$E$30,4)","v":0},{"$f":"ROUND(AF47*Beregn1!$E$30,4)","v":0},{"$f":"ROUND(AG47*Beregn1!$E$30,4)","v":0}]
[null,null,null,null,null,null,null,null,null,null,null,null,null,null,null,null,null,null,null,null,null,null,null,null,{"$f":"IF(OR(V48=0,V48=-1),Beregn1!$E$36,V48)","v":41},true,{"$f":"IF(AND(Y48=41,Z48=FALSE),Beregn1!$E$36,V48)","v":0},null,0,0,0,0,0,null,{"$f":"ROUND(AC48*Beregn1!$E$30,4)","v":0},{"$f":"ROUND(AD48*Beregn1!$E$30,4)","v":0},{"$f":"ROUND(AE48*Beregn1!$E$30,4)","v":0},{"$f":"ROUND(AF48*Beregn1!$E$30,4)","v":0},{"$f":"ROUND(AG48*Beregn1!$E$30,4)","v":0}]
[null,null,null,null,null,null,null,null,null,null,null,null,null,null,null,null,null,null,null,null,null,null,null,null,{"$f":"IF(OR(V49=0,V49=-1),Beregn1!$E$36,V49)","v":41},true,{"$f":"IF(AND(Y49=41,Z49=FALSE),Beregn1!$E$36,V49)","v":0},null,0,0,0,0,0,null,{"$f":"ROUND(AC49*Beregn1!$E$30,4)","v":0},{"$f":"ROUND(AD49*Beregn1!$E$30,4)","v":0},{"$f":"ROUND(AE49*Beregn1!$E$30,4)","v":0},{"$f":"ROUND(AF49*Beregn1!$E$30,4)","v":0},{"$f":"ROUND(AG49*Beregn1!$E$30,4)","v":0}]
[null,null,null,null,null,null,null,null,null,null,null,null,null,null,null,null,null,null,null,null,null,null,null,null,{"$f":"IF(OR(V50=0,V50=-1),Beregn1!$E$36,V50)","v":41},true,{"$f":"IF(AND(Y50=41,Z50=FALSE),Beregn1!$E$36,V50)","v":0},null,0,0,0,0,0,null,{"$f":"ROUND(AC50*Beregn1!$E$30,4)","v":0},{"$f":"ROUND(AD50*Beregn1!$E$30,4)","v":0},{"$f":"ROUND(AE50*Beregn1!$E$30,4)","v":0},{"$f":"ROUND(AF50*Beregn1!$E$30,4)","v":0},{"$f":"ROUND(AG50*Beregn1!$E$30,4)","v":0}]
[null,null,null,null,null,null,null,null,null,null,null,null,null,null,null,null,null,null,null,null,null,null,null,null,{"$f":"IF(OR(V51=0,V51=-1),Beregn1!$E$36,V51)","v":41},true,{"$f":"IF(AND(Y51=41,Z51=FALSE),Beregn1!$E$36,V51)","v":0},null,0,0,0,0,0,null,{"$f":"ROUND(AC51*Beregn1!$E$30,4)","v":0},{"$f":"ROUND(AD51*Beregn1!$E$30,4)","v":0},{"$f":"ROUND(AE51*Beregn1!$E$30,4)","v":0},{"$f":"ROUND(AF51*Beregn1!$E$30,4)","v":0},{"$f":"ROUND(AG51*Beregn1!$E$30,4)","v":0}]
[null,null,null,null,null,null,null,null,null,null,null,null,null,null,null,null,null,null,null,null,null,null,null,null,{"$f":"IF(OR(V52=0,V52=-1),Beregn1!$E$36,V52)","v":41},true,{"$f":"IF(AND(Y52=41,Z52=FALSE),Beregn1!$E$36,V52)","v":0},null,0,0,0,0,0,null,{"$f":"ROUND(AC52*Beregn1!$E$30,4)","v":0},{"$f":"ROUND(AD52*Beregn1!$E$30,4)","v":0},{"$f":"ROUND(AE52*Beregn1!$E$30,4)","v":0},{"$f":"ROUND(AF52*Beregn1!$E$30,4)","v":0},{"$f":"ROUND(AG52*Beregn1!$E$30,4)","v":0}]
[null,null,null,null,null,null,null,null,null,null,null,null,null,null,null,null,null,null,null,null,null,null,null,null,{"$f":"IF(OR(V53=0,V53=-1),Beregn1!$E$36,V53)","v":41},true,{"$f":"IF(AND(Y53=41,Z53=FALSE),Beregn1!$E$36,V53)","v":0},null,0,0,0,0,0,null,{"$f":"ROUND(AC53*Beregn1!$E$30,4)","v":0},{"$f":"ROUND(AD53*Beregn1!$E$30,4)","v":0},{"$f":"ROUND(AE53*Beregn1!$E$30,4)","v":0},{"$f":"ROUND(AF53*Beregn1!$E$30,4)","v":0},{"$f":"ROUND(AG53*Beregn1!$E$30,4)","v":0}]
[null,null,null,null,null,null,null,null,null,null,null,null,null,null,null,null,null,null,null,null,null,null,null,null,{"$f":"IF(OR(V54=0,V54=-1),Beregn1!$E$36,V54)","v":41},true,{"$f":"IF(AND(Y54=41,Z54=FALSE),Beregn1!$E$36,V54)","v":0},null,0,0,0,0,0,null,{"$f":"ROUND(AC54*Beregn1!$E$30,4)","v":0},{"$f":"ROUND(AD54*Beregn1!$E$30,4)","v":0},{"$f":"ROUND(AE54*Beregn1!$E$30,4)","v":0},{"$f":"ROUND(AF54*Beregn1!$E$30,4)","v":0},{"$f":"ROUND(AG54*Beregn1!$E$30,4)","v":0}]
[null,null,null,null,null,null,null,null,null,null,null,null,null,null,null,null,null,null,null,null,null,null,null,null,{"$f":"IF(OR(V55=0,V55=-1),Beregn1!$E$36,V55)","v":41},true,{"$f":"IF(AND(Y55=41,Z55=FALSE),Beregn1!$E$36,V55)","v":0},null,0,0,0,0,0,null,{"$f":"ROUND(AC55*Beregn1!$E$30,4)","v":0},{"$f":"ROUND(AD55*Beregn1!$E$30,4)","v":0},{"$f":"ROUND(AE55*Beregn1!$E$30,4)","v":0},{"$f":"ROUND(AF55*Beregn1!$E$30,4)","v":0},{"$f":"ROUND(AG55*Beregn1!$E$30,4)","v":0}]
[null,null,null,null,null,null,null,null,null,null,null,null,null,null,null,null,null,null,null,null,null,null,null,null,{"$f":"IF(OR(V56=0,V56=-1),Beregn1!$E$36,V56)","v":41},true,{"$f":"IF(AND(Y56=41,Z56=FALSE),Beregn1!$E$36,V56)","v":0},null,0,0,0,0,0,null,{"$f":"ROUND(AC56*Beregn1!$E$30,4)","v":0},{"$f":"ROUND(AD56*Beregn1!$E$30,4)","v":0},{"$f":"ROUND(AE56*Beregn1!$E$30,4)","v":0},{"$f":"ROUND(AF56*Beregn1!$E$30,4)","v":0},{"$f":"ROUND(AG56*Beregn1!$E$30,4)","v":0}]
[null,null,null,null,null,null,null,null,null,null,null,null,null,null,null,null,null,null,null,null,null,null,null,null,{"$f":"IF(OR(V57=0,V57=-1),Beregn1!$E$36,V57)","v":41},true,{"$f":"IF(AND(Y57=41,Z57=FALSE),Beregn1!$E$36,V57)","v":0},null,0,0,0,0,0,null,{"$f":"ROUND(AC57*Beregn1!$E$30,4)","v":0},{"$f":"ROUND(AD57*Beregn1!$E$30,4)","v":0},{"$f":"ROUND(AE57*Beregn1!$E$30,4)","v":0},{"$f":"ROUND(AF57*Beregn1!$E$30,4)","v":0},{"$f":"ROUND(AG57*Beregn1!$E$30,4)","v":0}]
[null,null,null,null,null,null,null,null,null,null,null,null,null,null,null,null,null,null,null,null,null,null,null,null,{"$f":"IF(OR(V58=0,V58=-1),Beregn1!$E$36,V58)","v":41},true,{"$f":"IF(AND(Y58=41,Z58=FALSE),Beregn1!$E$36,V58)","v":0},null,0,0,0,0,0,null,{"$f":"ROUND(AC58*Beregn1!$E$30,4)","v":0},{"$f":"ROUND(AD58*Beregn1!$E$30,4)","v":0},{"$f":"ROUND(AE58*Beregn1!$E$30,4)","v":0},{"$f":"ROUND(AF58*Beregn1!$E$30,4)","v":0},{"$f":"ROUND(AG58*Beregn1!$E$30,4)","v":0}]
[null,null,null,null,null,null,null,null,null,null,null,null,null,null,null,null,null,null,null,null,null,null,null,null,{"$f":"IF(OR(V59=0,V59=-1),Beregn1!$E$36,V59)","v":41},true,{"$f":"IF(AND(Y59=41,Z59=FALSE),Beregn1!$E$36,V59)","v":0},null,0,0,0,0,0,null,{"$f":"ROUND(AC59*Beregn1!$E$30,4)","v":0},{"$f":"ROUND(AD59*Beregn1!$E$30,4)","v":0},{"$f":"ROUND(AE59*Beregn1!$E$30,4)","v":0},{"$f":"ROUND(AF59*Beregn1!$E$30,4)","v":0},{"$f":"ROUND(AG59*Beregn1!$E$30,4)","v":0}]
[null,null,null,null,null,null,null,null,null,null,null,null,null,null,null,null,null,null,null,null,null,null,null,null,{"$f":"IF(OR(V60=0,V60=-1),Beregn1!$E$36,V60)","v":41},true,{"$f":"IF(AND(Y60=41,Z60=FALSE),Beregn1!$E$36,V60)","v":0},null,0,0,0,0,0,null,{"$f":"ROUND(AC60*Beregn1!$E$30,4)","v":0},{"$f":"ROUND(AD60*Beregn1!$E$30,4)","v":0},{"$f":"ROUND(AE60*Beregn1!$E$30,4)","v":0},{"$f":"ROUND(AF60*Beregn1!$E$30,4)","v":0},{"$f":"ROUND(AG60*Beregn1!$E$30,4)","v":0}]
[null,null,null,null,null,null,null,null,null,null,null,null,null,null,null,null,null,null,null,null,null,null,null,null,{"$f":"IF(OR(V61=0,V61=-1),Beregn1!$E$36,V61)","v":41},true,{"$f":"IF(AND(Y61=41,Z61=FALSE),Beregn1!$E$36,V61)","v":0},null,0,0,0,0,0,null,{"$f":"ROUND(AC61*Beregn1!$E$30,4)","v":0},{"$f":"ROUND(AD61*Beregn1!$E$30,4)","v":0},{"$f":"ROUND(AE61*Beregn1!$E$30,4)","v":0},{"$f":"ROUND(AF61*Beregn1!$E$30,4)","v":0},{"$f":"ROUND(AG61*Beregn1!$E$30,4)","v":0}]
[null,null,null,null,null,null,null,null,null,null,null,null,null,null,null,null,null,null,null,null,null,null,null,null,{"$f":"IF(OR(V62=0,V62=-1),Beregn1!$E$36,V62)","v":41},true,{"$f":"IF(AND(Y62=41,Z62=FALSE),Beregn1!$E$36,V62)","v":0},null,0,0,0,0,0,null,{"$f":"ROUND(AC62*Beregn1!$E$30,4)","v":0},{"$f":"ROUND(AD62*Beregn1!$E$30,4)","v":0},{"$f":"ROUND(AE62*Beregn1!$E$30,4)","v":0},{"$f":"ROUND(AF62*Beregn1!$E$30,4)","v":0},{"$f":"ROUND(AG62*Beregn1!$E$30,4)","v":0}]
[null,null,null,null,null,null,null,null,null,null,null,null,null,null,null,null,null,null,null,null,null,null,null,null,{"$f":"IF(OR(V63=0,V63=-1),Beregn1!$E$36,V63)","v":41},true,{"$f":"IF(AND(Y63=41,Z63=FALSE),Beregn1!$E$36,V63)","v":0},null,0,0,0,0,0,null,{"$f":"ROUND(AC63*Beregn1!$E$30,4)","v":0},{"$f":"ROUND(AD63*Beregn1!$E$30,4)","v":0},{"$f":"ROUND(AE63*Beregn1!$E$30,4)","v":0},{"$f":"ROUND(AF63*Beregn1!$E$30,4)","v":0},{"$f":"ROUND(AG63*Beregn1!$E$30,4)","v":0}]
[null,null,null,null,null,null,null,null,null,null,null,null,null,null,null,null,null,null,null,null,null,null,null,null,{"$f":"IF(OR(V64=0,V64=-1),Beregn1!$E$36,V64)","v":41},true,{"$f":"IF(AND(Y64=41,Z64=FALSE),Beregn1!$E$36,V64)","v":0},null,0,0,0,0,0,null,{"$f":"ROUND(AC64*Beregn1!$E$30,4)","v":0},{"$f":"ROUND(AD64*Beregn1!$E$30,4)","v":0},{"$f":"ROUND(AE64*Beregn1!$E$30,4)","v":0},{"$f":"ROUND(AF64*Beregn1!$E$30,4)","v":0},{"$f":"ROUND(AG64*Beregn1!$E$30,4)","v":0}]
[null,null,null,null,null,null,null,null,null,null,null,null,null,null,null,null,null,null,null,null,null,null,null,null,{"$f":"IF(OR(V65=0,V65=-1),Beregn1!$E$36,V65)","v":41},true,{"$f":"IF(AND(Y65=41,Z65=FALSE),Beregn1!$E$36,V65)","v":0},null,0,0,0,0,0,null,{"$f":"ROUND(AC65*Beregn1!$E$30,4)","v":0},{"$f":"ROUND(AD65*Beregn1!$E$30,4)","v":0},{"$f":"ROUND(AE65*Beregn1!$E$30,4)","v":0},{"$f":"ROUND(AF65*Beregn1!$E$30,4)","v":0},{"$f":"ROUND(AG65*Beregn1!$E$30,4)","v":0}]
[null,null,null,null,null,null,null,null,null,null,null,null,null,null,null,null,null,null,null,null,null,null,null,null,{"$f":"IF(OR(V66=0,V66=-1),Beregn1!$E$36,V66)","v":41},true,{"$f":"IF(AND(Y66=41,Z66=FALSE),Beregn1!$E$36,V66)","v":0},null,{"$f":"INDEX($N66:$W66,MATCH(\"Infiltrated\",$N$1:$W$1,0))","v":0},{"$f":"INDEX($N66:$W66,MATCH(\"Evaporated\",$N$1:$W$1,0))","v":0},{"$f":"INDEX($N66:$W66,MATCH(\"Overflow\",$N$1:$W$1,0))","v":0},0,{"$f":"INDEX($N66:$W66,MATCH(\"Available_Volume\",$N$1:$W$1,0))","v":0},null,{"$f":"ROUND(AC66*Beregn1!$E$30,4)","v":0},{"$f":"ROUND(AD66*Beregn1!$E$30,4)","v":0},{"$f":"ROUND(AE66*Beregn1!$E$30,4)","v":0},{"$f":"ROUND(AF66*Beregn1!$E$30,4)","v":0},{"$f":"ROUND(AG66*Beregn1!$E$30,4)","v":0}]
[null,null,null,null,null,null,null,null,null,null,null,null,null,null,null,null,null,null,null,null,null,null,null,null,{"$f":"IF(OR(V67=0,V67=-1),Beregn1!$E$36,V67)","v":41},{"$f":"ISBLANK(V67)","v":true},{"$f":"IF(AND(Y67=41,Z67=FALSE),Beregn1!$E$36,V67)","v":0},null,0,0,0,{"$f":"AA67","v":0},0,null,{"$f":"ROUND(AC67*Beregn1!$E$30,4)","v":0},{"$f":"ROUND(AD67*Beregn1!$E$30,4)","v":0},{"$f":"ROUND(AE67*Beregn1!$E$30,4)","v":0},{"$f":"ROUND(AF67*Beregn1!$E$30,4)","v":0},{"$f":"ROUND(AG67*Beregn1!$E$30,4)","v":0}]
[null,null,null,null,null,null,null,null,null,null,null,null,null,null,null,null,null,null,null,null,null,null,null,null,{"$f":"IF(OR(V68=0,V68=-1),Beregn1!$E$36,V68)","v":41},true,{"$f":"IF(AND(Y68=41,Z68=FALSE),Beregn1!$E$36,V68)","v":0},null,0,0,0,0,0,null,{"$f":"ROUND(AC68*Beregn1!$E$30,4)","v":0},{"$f":"ROUND(AD68*Beregn1!$E$30,4)","v":0},{"$f":"ROUND(AE68*Beregn1!$E$30,4)","v":0},{"$f":"ROUND(AF68*Beregn1!$E$30,4)","v":0},{"$f":"ROUND(AG68*Beregn1!$E$30,4)","v":0}]
[null,null,null,null,null,null,null,null,null,null,null,null,null,null,null,null,null,null,null,null,null,null,null,null,{"$f":"IF(OR(V69=0,V69=-1),Beregn1!$E$36,V69)","v":41},true,{"$f":"IF(AND(Y69=41,Z69=FALSE),Beregn1!$E$36,V69)","v":0},null,0,0,0,0,0,null,{"$f":"ROUND(AC69*Beregn1!$E$30,4)","v":0},{"$f":"ROUND(AD69*Beregn1!$E$30,4)","v":0},{"$f":"ROUND(AE69*Beregn1!$E$30,4)","v":0},{"$f":"ROUND(AF69*Beregn1!$E$30,4)","v":0},{"$f":"ROUND(AG69*Beregn1!$E$30,4)","v":0}]
[null,null,null,null,null,null,null,null,null,null,null,null,null,null,null,null,null,null,null,null,null,null,null,null,{"$f":"IF(OR(V70=0,V70=-1),Beregn1!$E$36,V70)","v":41},true,{"$f":"IF(AND(Y70=41,Z70=FALSE),Beregn1!$E$36,V70)","v":0},null,0,0,0,0,0,null,{"$f":"ROUND(AC70*Beregn1!$E$30,4)","v":0},{"$f":"ROUND(AD70*Beregn1!$E$30,4)","v":0},{"$f":"ROUND(AE70*Beregn1!$E$30,4)","v":0},{"$f":"ROUND(AF70*Beregn1!$E$30,4)","v":0},{"$f":"ROUND(AG70*Beregn1!$E$30,4)","v":0}]

{"sheet":"BR2_d","index":5,"n_rows":440,"n_cols":52,"rows_kept":440,"cut":false,"hidden":true,"merged":[[0,34,9,34],[0,6,9,6],[0,30,9,30],[0,40,9,40],[0,18,9,18]]}
["A_ratio","surface_depth","soil_depth","storage_depth","drain_offset",null,"Dataudtræk, 1 ↓","A_ratio","surface_depth","soil_depth","storage_depth","drain_coefficient","drain_offset","Evaporated","Drained","Overflow","T_overflow","Available_Volume","Dataudtræk, 2 ↓","A_ratio","surface_depth","soil_depth","storage_depth","drain_coefficient","drain_offset","Evaporated","Drained","Overflow","T_overflow","Available_Volume","Ret T_overflow ↓",{"$f":"AC1","v":"T_overflow"},{"$f":"AC1","v":"T_overflow"},{"$f":"AC1","v":"T_overflow"},"Output ↓",{"$f":"INDEX($T1:$AD1,MATCH(\"Evaporated\",$T$1:$AD$1,0))","v":"Evaporated"},{"$f":"INDEX($T1:$AD1,MATCH(\"Drained\",$T$1:$AD$1,0))","v":"Drained"},{"$f":"INDEX($T1:$AD1,MATCH(\"Overflow\",$T$1:$AD$1,0))","v":"Overflow"},{"$f":"AH1","v":"T_overflow"},{"$f":"INDEX($T1:$AD1,MATCH(\"Available_Volume\",$T$1:$AD$1,0))","v":"Available_Volume"},"Lineær interpolation ↓","Evaporated_w","Drained_w","Overflow_w","T_overflow_w","Available_Volume_w",null,"Evaporated_sum","Drained_sum","Overflow_sum","T_overflow_sum","Available_Volume_sum"]
[{"$f":"Beregn1!$C$92","v":0.15},{"$f":"Beregn1!$D$92","v":300},{"$f":"Beregn1!$E$92","v":600},{"$f":"Beregn1!$F$92","v":2000},{"$f":"Beregn1!$G$92","v":0},null,null,0.1,300,450,2000,18,0,0.3,0.7,0,20.494,0.94,null,0.1,300,450,2000,18,0,0.3,0.7,0,20.494,0.94,null,{"$f":"IF(OR(AC2=0,AC2=-1),Beregn1!$E$36,AC2)","v":20.494},{"$f":"ISBLANK(AC2)","v":false},{"$f":"IF(AND(AF2=41,AG2=FALSE),Beregn1!$E$36,AC2)","v":20.494},null,{"$f":"INDEX($T2:$AD2,MATCH(\"Evaporated\",$T$1:$AD$1,0))","v":0.3},{"$f":"INDEX($T2:$AD2,MATCH(\"Drained\",$T$1:$AD$1,0))","v":0.7},{"$f":"INDEX($T2:$AD2,MATCH(\"Overflow\",$T$1:$AD$1,0))","v":0},{"$f":"AH2","v":20.494},{"$f":"INDEX($T2:$AD2,MATCH(\"Available_Volume\",$T$1:$AD$1,0))","v":0.94},null,{"$f":"ROUND(AJ2*Beregn1!$F$30,4)","v":7.4999999999999997E-2},{"$f":"ROUND(AK2*Beregn1!$F$30,4)","v":0.17499999999999999},{"$f":"ROUND(AL2*Beregn1!$F$30,4)","v":0},{"$f":"ROUND(AM2*Beregn1!$F$30,4)","v":5.1234999999999999},{"$f":"ROUND(AN2*Beregn1!$F$30,4)","v":0.23499999999999999},null,{"$f":"SUM(AP2:AP440)","v":0.315},{"$f":"SUM(AQ2:AQ440)","v":0.68499999999999994},{"$f":"SUM(AR2:AR440)","v":0},{"$f":"SUM(AS2:AS440)","v":30.741599999999998},{"$f":"SUM(AT2:AT440)","v":0.93500000000000005}]
[{"$f":"Beregn1!$C$92","v":0.15},{"$f":"Beregn1!$D$92","v":300},{"$f":"Beregn1!$E$92","v":600},{"$f":"Beregn1!$F$92","v":2000},{"$f":"Beregn1!$G$93","v":0},null,null,0.1,300,450,2000,36,0,0.3,0.7,0,20.494,0.94,null,0.1,300,600,2000,18,0,0.3,0.7,0,20.494,0.93,null,{"$f":"IF(OR(AC3=0,AC3=-1),Beregn1!$E$36,AC3)","v":20.494},{"$f":"ISBLANK(AC3)","v":false},{"$f":"IF(AND(AF3=41,AG3=FALSE),Beregn1!$E$36,AC3)","v":20.494},null,0.3,0.7,0,{"$f":"AH3","v":20.494},0.93,null,{"$f":"ROUND(AJ3*Beregn1!$F$30,4)","v":7.4999999999999997E-2},{"$f":"ROUND(AK3*Beregn1!$F$30,4)","v":0.17499999999999999},{"$f":"ROUND(AL3*Beregn1!$F$30,4)","v":0},{"$f":"ROUND(AM3*Beregn1!$F$30,4)","v":5.1234999999999999},{"$f":"ROUND(AN3*Beregn1!$F$30,4)","v":0.23250000000000001}]
[{"$f":"Beregn1!$C$92","v":0.15},{"$f":"Beregn1!$D$92","v":300},{"$f":"Beregn1!$E$92","v":600},{"$f":"Beregn1!$F$93","v":0},{"$f":"Beregn1!$G$92","v":0},null,null,0.1,300,450,2000,72,0,0.3,0.7,0,20.494,0.94,null,0.15,300,450,2000,12,0,0.33,0.67,0,40.988999999999997,0.94,null,{"$f":"IF(OR(AC4=0,AC4=-1),Beregn1!$E$36,AC4)","v":40.988999999999997},false,{"$f":"IF(AND(AF4=41,AG4=FALSE),Beregn1!$E$36,AC4)","v":40.988999999999997},null,0.33,0.67,0,40.988999999999997,0.94,null,{"$f":"ROUND(AJ4*Beregn1!$F$30,4)","v":8.2500000000000004E-2},{"$f":"ROUND(AK4*Beregn1!$F$30,4)","v":0.16750000000000001},{"$f":"ROUND(AL4*Beregn1!$F$30,4)","v":0},{"$f":"ROUND(AM4*Beregn1!$F$30,4)","v":10.247299999999999},{"$f":"ROUND(AN4*Beregn1!$F$30,4)","v":0.23499999999999999}]
[{"$f":"Beregn1!$C$92","v":0.15},{"$f":"Beregn1!$D$92","v":300},{"$f":"Beregn1!$E$92","v":600},{"$f":"Beregn1!$F$93","v":0},{"$f":"Beregn1!$G$93","v":0},null,null,0.1,300,450,2000,180,0,0.3,0.7,0,20.494,0.94,null,0.15,300,600,2000,12,0,0.33,0.67,0,40.988999999999997,0.93,null,{"$f":"IF(OR(AC5=0,AC5=-1),Beregn1!$E$36,AC5)","v":40.988999999999997},false,{"$f":"IF(AND(AF5=41,AG5=FALSE),Beregn1!$E$36,AC5)","v":40.988999999999997},null,0.33,0.67,0,40.988999999999997,0.93,null,{"$f":"ROUND(AJ5*Beregn1!$F$30,4)","v":8.2500000000000004E-2},{"$f":"ROUND(AK5*Beregn1!$F$30,4)","v":0.16750000000000001},{"$f":"ROUND(AL5*Beregn1!$F$30,4)","v":0},{"$f":"ROUND(AM5*Beregn1!$F$30,4)","v":10.247299999999999},{"$f":"ROUND(AN5*Beregn1!$F$30,4)","v":0.23250000000000001}]
[{"$f":"Beregn1!$C$92","v":0.15},{"$f":"Beregn1!$D$92","v":300},{"$f":"Beregn1!$E$93","v":450},{"$f":"Beregn1!$F$92","v":2000},{"$f":"Beregn1!$G$92","v":0},null,null,0.1,300,450,2000,360,0,0.3,0.7,0,20.494,0.94,null,null,null,null,null,null,null,null,null,null,null,null,null,{"$f":"IF(OR(AC6=0,AC6=-1),Beregn1!$E$36,AC6)","v":41},true,{"$f":"IF(AND(AF6=41,AG6=FALSE),Beregn1!$E$36,AC6)","v":0},null,0,0,0,0,0,null,{"$f":"ROUND(AJ6*Beregn1!$F$30,4)","v":0},{"$f":"ROUND(AK6*Beregn1!$F$30,4)","v":0},{"$f":"ROUND(AL6*Beregn1!$F$30,4)","v":0},{"$f":"ROUND(AM6*Beregn1!$F$30,4)","v":0},{"$f":"ROUND(AN6*Beregn1!$F$30,4)","v":0}]
[{"$f":"Beregn1!$C$92","v":0.15},{"$f":"Beregn1!$D$92","v":300},{"$f":"Beregn1!$E$93","v":450},{"$f":"Beregn1!$F$92","v":2000},{"$f":"Beregn1!$G$93","v":0},null,null,0.1,300,600,2000,18,0,0.3,0.7,0,20.494,0.93,null,null,null,null,null,null,null,null,null,null,null,null,null,{"$f":"IF(OR(AC7=0,AC7=-1),Beregn1!$E$36,AC7)","v":41},true,{"$f":"IF(AND(AF7=41,AG7=FALSE),Beregn1!$E$36,AC7)","v":0},null,0,0,0,0,0,null,{"$f":"ROUND(AJ7*Beregn1!$F$30,4)","v":0},{"$f":"ROUND(AK7*Beregn1!$F$30,4)","v":0},{"$f":"ROUND(AL7*Beregn1!$F$30,4)","v":0},{"$f":"ROUND(AM7*Beregn1!$F$30,4)","v":0},{"$f":"ROUND(AN7*Beregn1!$F$30,4)","v":0}]
[{"$f":"Beregn1!$C$92","v":0.15},{"$f":"Beregn1!$D$92","v":300},{"$f":"Beregn1!$E$93","v":450},{"$f":"Beregn1!$F$93","v":0},{"$f":"Beregn1!$G$92","v":0},null,null,0.1,300,600,2000,36,0,0.3,0.7,0,20.494,0.93,null,null,null,null,null,null,null,null,null,null,null,null,null,{"$f":"IF(OR(AC8=0,AC8=-1),Beregn1!$E$36,AC8)","v":41},true,{"$f":"IF(AND(AF8=41,AG8=FALSE),Beregn1!$E$36,AC8)","v":0},null,0,0,0,0,0,null,{"$f":"ROUND(AJ8*Beregn1!$F$30,4)","v":0},{"$f":"ROUND(AK8*Beregn1!$F$30,4)","v":0},{"$f":"ROUND(AL8*Beregn1!$F$30,4)","v":0},{"$f":"ROUND(AM8*Beregn1!$F$30,4)","v":0},{"$f":"ROUND(AN8*Beregn1!$F$30,4)","v":0}]
[{"$f":"Beregn1!$C$92","v":0.15},{"$f":"Beregn1!$D$92","v":300},{"$f":"Beregn1!$E$93","v":450},{"$f":"Beregn1!$F$93","v":0},{"$f":"Beregn1!$G$93","v":0},null,null,0.1,300,600,2000,72,0,0.3,0.7,0,20.494,0.93,null,null,null,null,null,null,null,null,null,null,null,null,null,{"$f":"IF(OR(AC9=0,AC9=-1),Beregn1!$E$36,AC9)","v":41},true,{"$f":"IF(AND(AF9=41,AG9=FALSE),Beregn1!$E$36,AC9)","v":0},null,0,0,0,{"$f":"AH9","v":0},0,null,{"$f":"ROUND(AJ9*Beregn1!$F$30,4)","v":0},{"$f":"ROUND(AK9*Beregn1!$F$30,4)","v":0},{"$f":"ROUND(AL9*Beregn1!$F$30,4)","v":0},{"$f":"ROUND(AM9*Beregn1!$F$30,4)","v":0},{"$f":"ROUND(AN9*Beregn1!$F$30,4)","v":0}]
[{"$f":"Beregn1!$C$92","v":0.15},{"$f":"Beregn1!$D$93","v":0},{"$f":"Beregn1!$E$92","v":600},{"$f":"Beregn1!$F$92","v":2000},{"$f":"Beregn1!$G$92","v":0},null,null,0.1,300,600,2000,180,0,0.3,0.7,0,20.494,0.93,null,null,null,null,null,null,null,null,null,null,null,null,null,{"$f":"IF(OR(AC10=0,AC10=-1),Beregn1!$E$36,AC10)","v":41},true,{"$f":"IF(AND(AF10=41,AG10=FALSE),Beregn1!$E$36,AC10)","v":0},null,0,0,0,0,0,null,{"$f":"ROUND(AJ10*Beregn1!$F$30,4)","v":0},{"$f":"ROUND(AK10*Beregn1!$F$30,4)","v":0},{"$f":"ROUND(AL10*Beregn1!$F$30,4)","v":0},{"$f":"ROUND(AM10*Beregn1!$F$30,4)","v":0},{"$f":"ROUND(AN10*Beregn1!$F$30,4)","v":0}]
[{"$f":"Beregn1!$C$92","v":0.15},{"$f":"Beregn1!$D$93","v":0},{"$f":"Beregn1!$E$92","v":600},{"$f":"Beregn1!$F$92","v":2000},{"$f":"Beregn1!$G$93","v":0},null,null,0.1,300,600,2000,360,0,0.3,0.7,0,20.494,0.93,null,null,null,null,null,null,null,null,null,null,null,null,null,{"$f":"IF(OR(AC11=0,AC11=-1),Beregn1!$E$36,AC11)","v":41},true,{"$f":"IF(AND(AF11=41,AG11=FALSE),Beregn1!$E$36,AC11)","v":0},null,0,0,0,0,0,null,{"$f":"ROUND(AJ11*Beregn1!$F$30,4)","v":0},{"$f":"ROUND(AK11*Beregn1!$F$30,4)","v":0},{"$f":"ROUND(AL11*Beregn1!$F$30,4)","v":0},{"$f":"ROUND(AM11*Beregn1!$F$30,4)","v":0},{"$f":"ROUND(AN11*Beregn1!$F$30,4)","v":0}]
[{"$f":"Beregn1!$C$92","v":0.15},{"$f":"Beregn1!$D$93","v":0},{"$f":"Beregn1!$E$92","v":600},{"$f":"Beregn1!$F$93","v":0},{"$f":"Beregn1!$G$92","v":0},null,null,0.15,300,450,2000,12,0,0.33,0.67,0,40.988999999999997,0.94,null,null,null,null,null,null,null,null,null,null,null,null,null,{"$f":"IF(OR(AC12=0,AC12=-1),Beregn1!$E$36,AC12)","v":41},true,{"$f":"IF(AND(AF12=41,AG12=FALSE),Beregn1!$E$36,AC12)","v":0},null,0,0,0,0,0,null,{"$f":"ROUND(AJ12*Beregn1!$F$30,4)","v":0},{"$f":"ROUND(AK12*Beregn1!$F$30,4)","v":0},{"$f":"ROUND(AL12*Beregn1!$F$30,4)","v":0},{"$f":"ROUND(AM12*Beregn1!$F$30,4)","v":0},{"$f":"ROUND(AN12*Beregn1!$F$30,4)","v":0}]
[{"$f":"Beregn1!$C$92","v":0.15},{"$f":"Beregn1!$D$93","v":0},{"$f":"Beregn1!$E$92","v":600},{"$f":"Beregn1!$F$93","v":0},{"$f":"Beregn1!$G$93","v":0},null,null,0.15,300,450,2000,24,0,0.33,0.67,0,40.988999999999997,0.94,null,null,null,null,null,null,null,null,null,null,null,null,null,{"$f":"IF(OR(AC13=0,AC13=-1),Beregn1!$E$36,AC13)","v":41},true,{"$f":"IF(AND(AF13=41,AG13=FALSE),Beregn1!$E$36,AC13)","v":0},null,0,0,0,0,0,null,{"$f":"ROUND(AJ13*Beregn1!$F$30,4)","v":0},{"$f":"ROUND(AK13*Beregn1!$F$30,4)","v":0},{"$f":"ROUND(AL13*Beregn1!$F$30,4)","v":0},{"$f":"ROUND(AM13*Beregn1!$F$30,4)","v":0},{"$f":"ROUND(AN13*Beregn1!$F$30,4)","v":0}]
[{"$f":"Beregn1!$C$92","v":0.15},{"$f":"Beregn1!$D$93","v":0},{"$f":"Beregn1!$E$93","v":450},{"$f":"Beregn1!$F$92","v":2000},{"$f":"Beregn1!$G$92","v":0},null,null,0.15,300,450,2000,48,0,0.33,0.67,0,40.988999999999997,0.94,null,null,null,null,null,null,null,null,null,null,null,null,null,{"$f":"IF(OR(AC14=0,AC14=-1),Beregn1!$E$36,AC14)","v":41},true,{"$f":"IF(AND(AF14=41,AG14=FALSE),Beregn1!$E$36,AC14)","v":0},null,0,0,0,0,0,null,{"$f":"ROUND(AJ14*Beregn1!$F$30,4)","v":0},{"$f":"ROUND(AK14*Beregn1!$F$30,4)","v":0},{"$f":"ROUND(AL14*Beregn1!$F$30,4)","v":0},{"$f":"ROUND(AM14*Beregn1!$F$30,4)","v":0},{"$f":"ROUND(AN14*Beregn1!$F$30,4)","v":0}]
[{"$f":"Beregn1!$C$92","v":0.15},{"$f":"Beregn1!$D$93","v":0},{"$f":"Beregn1!$E$93","v":450},{"$f":"Beregn1!$F$92","v":2000},{"$f":"Beregn1!$G$93","v":0},null,null,0.15,300,450,2000,120,0,0.33,0.67,0,40.988999999999997,0.94,null,null,null,null,null,null,null,null,null,null,null,null,null,{"$f":"IF(OR(AC15=0,AC15=-1),Beregn1!$E$36,AC15)","v":41},true,{"$f":"IF(AND(AF15=41,AG15=FALSE),Beregn1!$E$36,AC15)","v":0},null,0,0,0,0,0,null,{"$f":"ROUND(AJ15*Beregn1!$F$30,4)","v":0},{"$f":"ROUND(AK15*Beregn1!$F$30,4)","v":0},{"$f":"ROUND(AL15*Beregn1!$F$30,4)","v":0},{"$f":"ROUND(AM15*Beregn1!$F$30,4)","v":0},{"$f":"ROUND(AN15*Beregn1!$F$30,4)","v":0}]
[{"$f":"Beregn1!$C$92","v":0.15},{"$f":"Beregn1!$D$93","v":0},{"$f":"Beregn1!$E$93","v":450},{"$f":"Beregn1!$F$93","v":0},{"$f":"Beregn1!$G$92","v":0},null,null,0.15,300,450,2000,240,0,0.33,0.67,0,40.988999999999997,0.94,null,null,null,null,null,null,null,null,null,null,null,null,null,{"$f":"IF(OR(AC16=0,AC16=-1),Beregn1!$E$36,AC16)","v":41},true,{"$f":"IF(AND(AF16=41,AG16=FALSE),Beregn1!$E$36,AC16)","v":0},null,0,0,0,0,0,null,{"$f":"ROUND(AJ16*Beregn1!$F$30,4)","v":0},{"$f":"ROUND(AK16*Beregn1!$F$30,4)","v":0},{"$f":"ROUND(AL16*Beregn1!$F$30,4)","v":0},{"$f":"ROUND(AM16*Beregn1!$F$30,4)","v":0},{"$f":"ROUND(AN16*Beregn1!$F$30,4)","v":0}]
[{"$f":"Beregn1!$C$92","v":0.15},{"$f":"Beregn1!$D$93","v":0},{"$f":"Beregn1!$E$93","v":450},{"$f":"Beregn1!$F$93","v":0},{"$f":"Beregn1!$G$93","v":0},null,null,0.15,300,600,2000,12,0,0.33,0.67,0,40.988999999999997,0.93,null,null,null,null,null,null,null,null,null,null,null,null,null,{"$f":"IF(OR(AC17=0,AC17=-1),Beregn1!$E$36,AC17)","v":41},true,{"$f":"IF(AND(AF17=41,AG17=FALSE),Beregn1!$E$36,AC17)","v":0},null,0,0,0,0,0,null,{"$f":"ROUND(AJ17*Beregn1!$F$30,4)","v":0},{"$f":"ROUND(AK17*Beregn1!$F$30,4)","v":0},{"$f":"ROUND(AL17*Beregn1!$F$30,4)","v":0},{"$f":"ROUND(AM17*Beregn1!$F$30,4)","v":0},{"$f":"ROUND(AN17*Beregn1!$F$30,4)","v":0}]
[{"$f":"Beregn1!$C$93","v":0.1},{"$f":"Beregn1!$D$92","v":300},{"$f":"Beregn1!$E$92","v":600},{"$f":"Beregn1!$F$92","v":2000},{"$f":"Beregn1!$G$92","v":0},null,null,0.15,300,600,2000,24,0,0.33,0.67,0,40.988999999999997,0.93,null,null,null,null,null,null,null,null,null,null,null,null,null,{"$f":"IF(OR(AC18=0,AC18=-1),Beregn1!$E$36,AC18)","v":41},true,{"$f":"IF(AND(AF18=41,AG18=FALSE),Beregn1!$E$36,AC18)","v":0},null,0,0,0,0,0,null,{"$f":"ROUND(AJ18*Beregn1!$F$30,4)","v":0},{"$f":"ROUND(AK18*Beregn1!$F$30,4)","v":0},{"$f":"ROUND(AL18*Beregn1!$F$30,4)","v":0},{"$f":"ROUND(AM18*Beregn1!$F$30,4)","v":0},{"$f":"ROUND(AN18*Beregn1!$F$30,4)","v":0}]
[{"$f":"Beregn1!$C$93","v":0.1},{"$f":"Beregn1!$D$92","v":300},{"$f":"Beregn1!$E$92","v":600},{"$f":"Beregn1!$F$92","v":2000},{"$f":"Beregn1!$G$93","v":0},null,null,0.15,300,600,2000,48,0,0.33,0.67,0,40.988999999999997,0.93,null,null,null,null,null,null,null,null,null,null,null,null,null,{"$f":"IF(OR(AC19=0,AC19=-1),Beregn1!$E$36,AC19)","v":41},true,{"$f":"IF(AND(AF19=41,AG19=FALSE),Beregn1!$E$36,AC19)","v":0},null,0,0,0,0,0,null,{"$f":"ROUND(AJ19*Beregn1!$F$30,4)","v":0},{"$f":"ROUND(AK19*Beregn1!$F$30,4)","v":0},{"$f":"ROUND(AL19*Beregn1!$F$30,4)","v":0},{"$f":"ROUND(AM19*Beregn1!$F$30,4)","v":0},{"$f":"ROUND(AN19*Beregn1!$F$30,4)","v":0}]
[{"$f":"Beregn1!$C$93","v":0.1},{"$f":"Beregn1!$D$92","v":300},{"$f":"Beregn1!$E$92","v":600},{"$f":"Beregn1!$F$93","v":0},{"$f":"Beregn1!$G$92","v":0},null,null,0.15,300,600,2000,120,0,0.33,0.67,0,40.988999999999997,0.93,null,null,null,null,null,null,null,null,null,null,null,null,null,{"$f":"IF(OR(AC20=0,AC20=-1),Beregn1!$E$36,AC20)","v":41},true,{"$f":"IF(AND(AF20=41,AG20=FALSE),Beregn1!$E$36,AC20)","v":0},null,0,0,0,0,0,null,{"$f":"ROUND(AJ20*Beregn1!$F$30,4)","v":0},{"$f":"ROUND(AK20*Beregn1!$F$30,4)","v":0},{"$f":"ROUND(AL20*Beregn1!$F$30,4)","v":0},{"$f":"ROUND(AM20*Beregn1!$F$30,4)","v":0},{"$f":"ROUND(AN20*Beregn1!$F$30,4)","v":0}]
[{"$f":"Beregn1!$C$93","v":0.1},{"$f":"Beregn1!$D$92","v":300},{"$f":"Beregn1!$E$92","v":600},{"$f":"Beregn1!$F$93","v":0},{"$f":"Beregn1!$G$93","v":0},null,null,0.15,300,600,2000,240,0,0.33,0.67,0,40.988999999999997,0.93,null,null,null,null,null,null,null,null,null,null,null,null,null,{"$f":"IF(OR(AC21=0,AC21=-1),Beregn1!$E$36,AC21)","v":41},true,{"$f":"IF(AND(AF21=41,AG21=FALSE),Beregn1!$E$36,AC21)","v":0},null,0,0,0,0,0,null,{"$f":"ROUND(AJ21*Beregn1!$F$30,4)","v":0},{"$f":"ROUND(AK21*Beregn1!$F$30,4)","v":0},{"$f":"ROUND(AL21*Beregn1!$F$30,4)","v":0},{"$f":"ROUND(AM21*Beregn1!$F$30,4)","v":0},{"$f":"ROUND(AN21*Beregn1!$F$30,4)","v":0}]
[{"$f":"Beregn1!$C$93","v":0.1},{"$f":"Beregn1!$D$92","v":300},{"$f":"Beregn1!$E$93","v":450},{"$f":"Beregn1!$F$92","v":2000},{"$f":"Beregn1!$G$92","v":0},null,null,null,null,null,null,null,null,null,null,null,null,null,null,null,null,null,null,null,null,null,null,null,null,null,null,{"$f":"IF(OR(AC22=0,AC22=-1),Beregn1!$E$36,AC22)","v":41},true,{"$f":"IF(AND(AF22=41,AG22=FALSE),Beregn1!$E$36,AC22)","v":0},null,0,0,0,0,0,null,{"$f":"ROUND(AJ22*Beregn1!$F$30,4)","v":0},{"$f":"ROUND(AK22*Beregn1!$F$30,4)","v":0},{"$f":"ROUND(AL22*Beregn1!$F$30,4)","v":0},{"$f":"ROUND(AM22*Beregn1!$F$30,4)","v":0},{"$f":"ROUND(AN22*Beregn1!$F$30,4)","v":0}]
[{"$f":"Beregn1!$C$93","v":0.1},{"$f":"Beregn1!$D$92","v":300},{"$f":"Beregn1!$E$93","v":450},{"$f":"Beregn1!$F$92","v":2000},{"$f":"Beregn1!$G$93","v":0},null,null,null,null,null,null,null,null,null,null,null,null,null,null,null,null,null,null,null,null,null,null,null,null,null,null,{"$f":"IF(OR(AC23=0,AC23=-1),Beregn1!$E$36,AC23)","v":41},true,{"$f":"IF(AND(AF23=41,AG23=FALSE),Beregn1!$E$36,AC23)","v":0},null,0,0,0,0,0,null,{"$f":"ROUND(AJ23*Beregn1!$F$30,4)","v":0},{"$f":"ROUND(AK23*Beregn1!$F$30,4)","v":0},{"$f":"ROUND(AL23*Beregn1!$F$30,4)","v":0},{"$f":"ROUND(AM23*Beregn1!$F$30,4)","v":0},{"$f":"ROUND(AN23*Beregn1!$F$30,4)","v":0}]
[{"$f":"Beregn1!$C$93","v":0.1},{"$f":"Beregn1!$D$92","v":300},{"$f":"Beregn1!$E$93","v":450},{"$f":"Beregn1!$F$93","v":0},{"$f":"Beregn1!$G$92","v":0},null,null,null,null,null,null,null,null,null,null,null,null,null,null,null,null,null,null,null,null,null,null,null,null,null,null,{"$f":"IF(OR(AC24=0,AC24=-1),Beregn1!$E$36,AC24)","v":41},true,{"$f":"IF(AND(AF24=41,AG24=FALSE),Beregn1!$E$36,AC24)","v":0},null,0,0,0,0,0,null,{"$f":"ROUND(AJ24*Beregn1!$F$30,4)","v":0},{"$f":"ROUND(AK24*Beregn1!$F$30,4)","v":0},{"$f":"ROUND(AL24*Beregn1!$F$30,4)","v":0},{"$f":"ROUND(AM24*Beregn1!$F$30,4)","v":0},{"$f":"ROUND(AN24*Beregn1!$F$30,4)","v":0}]
[{"$f":"Beregn1!$C$93","v":0.1},{"$f":"Beregn1!$D$92","v":300},{"$f":"Beregn1!$E$93","v":450},{"$f":"Beregn1!$F$93","v":0},{"$f":"Beregn1!$G$93","v":0},null,null,null,null,null,null,null,null,null,null,null,null,null,null,null,null,null,null,null,null,null,null,null,null,null,null,{"$f":"IF(OR(AC25=0,AC25=-1),Beregn1!$E$36,AC25)","v":41},true,{"$f":"IF(AND(AF25=41,AG25=FALSE),Beregn1!$E$36,AC25)","v":0},null,0,0,0,0,0,null,{"$f":"ROUND(AJ25*Beregn1!$F$30,4)","v":0},{"$f":"ROUND(AK25*Beregn1!$F$30,4)","v":0},{"$f":"ROUND(AL25*Beregn1!$F$30,4)","v":0},{"$f":"ROUND(AM25*Beregn1!$F$30,4)","v":0},{"$f":"ROUND(AN25*Beregn1!$F$30,4)","v":0}]
[{"$f":"Beregn1!$C$93","v":0.1},{"$f":"Beregn1!$D$93","v":0},{"$f":"Beregn1!$E$92","v":600},{"$f":"Beregn1!$F$92","v":2000},{"$f":"Beregn1!$G$92","v":0},null,null,null,null,null,null,null,null,null,null,null,null,null,null,null,null,null,null,null,null,null,null,null,null,null,null,{"$f":"IF(OR(AC26=0,AC26=-1),Beregn1!$E$36,AC26)","v":41},true,{"$f":"IF(AND(AF26=41,AG26=FALSE),Beregn1!$E$36,AC26)","v":0},null,0,0,0,0,0,null,{"$f":"ROUND(AJ26*Beregn1!$F$30,4)","v":0},{"$f":"ROUND(AK26*Beregn1!$F$30,4)","v":0},{"$f":"ROUND(AL26*Beregn1!$F$30,4)","v":0},{"$f":"ROUND(AM26*Beregn1!$F$30,4)","v":0},{"$f":"ROUND(AN26*Beregn1!$F$30,4)","v":0}]
[{"$f":"Beregn1!$C$93","v":0.1},{"$f":"Beregn1!$D$93","v":0},{"$f":"Beregn1!$E$92","v":600},{"$f":"Beregn1!$F$92","v":2000},{"$f":"Beregn1!$G$93","v":0},null,null,null,null,null,null,null,null,null,null,null,null,null,null,null,null,null,null,null,null,null,null,null,null,null,null,{"$f":"IF(OR(AC27=0,AC27=-1),Beregn1!$E$36,AC27)","v":41},true,{"$f":"IF(AND(AF27=41,AG27=FALSE),Beregn1!$E$36,AC27)","v":0},null,0,0,0,0,0,null,{"$f":"ROUND(AJ27*Beregn1!$F$30,4)","v":0},{"$f":"ROUND(AK27*Beregn1!$F$30,4)","v":0},{"$f":"ROUND(AL27*Beregn1!$F$30,4)","v":0},{"$f":"ROUND(AM27*Beregn1!$F$30,4)","v":0},{"$f":"ROUND(AN27*Beregn1!$F$30,4)","v":0}]
[{"$f":"Beregn1!$C$93","v":0.1},{"$f":"Beregn1!$D$93","v":0},{"$f":"Beregn1!$E$92","v":600},{"$f":"Beregn1!$F$93","v":0},{"$f":"Beregn1!$G$92","v":0},null,null,null,null,null,null,null,null,null,null,null,null,null,null,null,null,null,null,null,null,null,null,null,null,null,null,{"$f":"IF(OR(AC28=0,AC28=-1),Beregn1!$E$36,AC28)","v":41},true,{"$f":"IF(AND(AF28=41,AG28=FALSE),Beregn1!$E$36,AC28)","v":0},null,0,0,0,0,0,null,{"$f":"ROUND(AJ28*Beregn1!$F$30,4)","v":0},{"$f":"ROUND(AK28*Beregn1!$F$30,4)","v":0},{"$f":"ROUND(AL28*Beregn1!$F$30,4)","v":0},{"$f":"ROUND(AM28*Beregn1!$F$30,4)","v":0},{"$f":"ROUND(AN28*Beregn1!$F$30,4)","v":0}]
[{"$f":"Beregn1!$C$93","v":0.1},{"$f":"Beregn1!$D$93","v":0},{"$f":"Beregn1!$E$92","v":600},{"$f":"Beregn1!$F$93","v":0},{"$f":"Beregn1!$G$93","v":0},null,null,null,null,null,null,null,null,null,null,null,null,null,null,null,null,null,null,null,null,null,null,null,null,null,null,{"$f":"IF(OR(AC29=0,AC29=-1),Beregn1!$E$36,AC29)","v":41},true,{"$f":"IF(AND(AF29=41,AG29=FALSE),Beregn1!$E$36,AC29)","v":0},null,0,0,0,0,0,null,{"$f":"ROUND(AJ29*Beregn1!$F$30,4)","v":0},{"$f":"ROUND(AK29*Beregn1!$F$30,4)","v":0},{"$f":"ROUND(AL29*Beregn1!$F$30,4)","v":0},{"$f":"ROUND(AM29*Beregn1!$F$30,4)","v":0},{"$f":"ROUND(AN29*Beregn1!$F$30,4)","v":0}]
[{"$f":"Beregn1!$C$93","v":0.1},{"$f":"Beregn1!$D$93","v":0},{"$f":"Beregn1!$E$93","v":450},{"$f":"Beregn1!$F$92","v":2000},{"$f":"Beregn1!$G$92","v":0},null,null,null,null,null,null,null,null,null,null,null,null,null,null,null,null,null,null,null,null,null,null,null,null,null,null,{"$f":"IF(OR(AC30=0,AC30=-1),Beregn1!$E$36,AC30)","v":41},true,{"$f":"IF(AND(AF30=41,AG30=FALSE),Beregn1!$E$36,AC30)","v":0},null,0,0,0,0,0,null,{"$f":"ROUND(AJ30*Beregn1!$F$30,4)","v":0},{"$f":"ROUND(AK30*Beregn1!$F$30,4)","v":0},{"$f":"ROUND(AL30*Beregn1!$F$30,4)","v":0},{"$f":"ROUND(AM30*Beregn1!$F$30,4)","v":0},{"$f":"ROUND(AN30*Beregn1!$F$30,4)","v":0}]
[{"$f":"Beregn1!$C$93","v":0.1},{"$f":"Beregn1!$D$93","v":0},{"$f":"Beregn1!$E$93","v":450},{"$f":"Beregn1!$F$92","v":2000},{"$f":"Beregn1!$G$93","v":0},null,null,null,null,null,null,null,null,null,null,null,null,null,null,null,null,null,null,null,null,null,null,null,null,null,null,{"$f":"IF(OR(AC31=0,AC31=-1),Beregn1!$E$36,AC31)","v":41},true,{"$f":"IF(AND(AF31=41,AG31=FALSE),Beregn1!$E$36,AC31)","v":0},null,0,0,0,0,0,null,{"$f":"ROUND(AJ31*Beregn1!$F$30,4)","v":0},{"$f":"ROUND(AK31*Beregn1!$F$30,4)","v":0},{"$f":"ROUND(AL31*Beregn1!$F$30,4)","v":0},{"$f":"ROUND(AM31*Beregn1!$F$30,4)","v":0},{"$f":"ROUND(AN31*Beregn1!$F$30,4)","v":0}]
[{"$f":"Beregn1!$C$93","v":0.1},{"$f":"Beregn1!$D$93","v":0},{"$f":"Beregn1!$E$93","v":450},{"$f":"Beregn1!$F$93","v":0},{"$f":"Beregn1!$G$92","v":0},null,null,null,null,null,null,null,null,null,null,null,null,null,null,null,null,null,null,null,null,null,null,null,null,null,null,{"$f":"IF(OR(AC32=0,AC32=-1),Beregn1!$E$36,AC32)","v":41},true,{"$f":"IF(AND(AF32=41,AG32=FALSE),Beregn1!$E$36,AC32)","v":0},null,0,0,0,0,0,null,{"$f":"ROUND(AJ32*Beregn1!$F$30,4)","v":0},{"$f":"ROUND(AK32*Beregn1!$F$30,4)","v":0},{"$f":"ROUND(AL32*Beregn1!$F$30,4)","v":0},{"$f":"ROUND(AM32*Beregn1!$F$30,4)","v":0},{"$f":"ROUND(AN32*Beregn1!$F$30,4)","v":0}]
[{"$f":"Beregn1!$C$93","v":0.1},{"$f":"Beregn1!$D$93","v":0},{"$f":"Beregn1!$E$93","v":450},{"$f":"Beregn1!$F$93","v":0},{"$f":"Beregn1!$G$93","v":0},null,null,null,null,null,null,null,null,null,null,null,null,null,null,null,null,null,null,null,null,null,null,null,null,null,null,{"$f":"IF(OR(AC33=0,AC33=-1),Beregn1!$E$36,AC33)","v":41},true,{"$f":"IF(AND(AF33=41,AG33=FALSE),Beregn1!$E$36,AC33)","v":0},null,0,0,0,0,0,null,{"$f":"ROUND(AJ33*Beregn1!$F$30,4)","v":0},{"$f":"ROUND(AK33*Beregn1!$F$30,4)","v":0},{"$f":"ROUND(AL33*Beregn1!$F$30,4)","v":0},{"$f":"ROUND(AM33*Beregn1!$F$30,4)","v":0},{"$f":"ROUND(AN33*Beregn1!$F$30,4)","v":0}]
[null,null,null,null,null,null,null,null,null,null,null,null,null,null,null,null,null,null,null,null,null,null,null,null,null,null,null,null,null,null,null,{"$f":"IF(OR(AC34=0,AC34=-1),Beregn1!$E$36,AC34)","v":41},true,{"$f":"IF(AND(AF34=41,AG34=FALSE),Beregn1!$E$36,AC34)","v":0},null,0,0,0,0,0,null,{"$f":"ROUND(AJ34*Beregn1!$F$30,4)","v":0},{"$f":"ROUND(AK34*Beregn1!$F$30,4)","v":0},{"$f":"ROUND(AL34*Beregn1!$F$30,4)","v":0},{"$f":"ROUND(AM34*Beregn1!$F$30,4)","v":0},{"$f":"ROUND(AN34*Beregn1!$F$30,4)","v":0}]
[null,null,null,null,null,null,null,null,null,null,null,null,null,null,null,null,null,null,null,null,null,null,null,null,null,null,null,null,null,null,null,{"$f":"IF(OR(AC35=0,AC35=-1),Beregn1!$E$36,AC35)","v":41},true,{"$f":"IF(AND(AF35=41,AG35=FALSE),Beregn1!$E$36,AC35)","v":0},null,0,0,0,0,0,null,{"$f":"ROUND(AJ35*Beregn1!$F$30,4)","v":0},{"$f":"ROUND(AK35*Beregn1!$F$30,4)","v":0},{"$f":"ROUND(AL35*Beregn1!$F$30,4)","v":0},{"$f":"ROUND(AM35*Beregn1!$F$30,4)","v":0},{"$f":"ROUND(AN35*Beregn1!$F$30,4)","v":0}]
["A_ratio","surface_depth","soil_depth","storage_depth","drain_coefficient","drain_offset",null,null,null,null,null,null,null,null,null,null,null,null,null,null,null,null,null,null,null,null,null,null,null,null,null,{"$f":"IF(OR(AC36=0,AC36=-1),Beregn1!$E$36,AC36)","v":41},true,{"$f":"IF(AND(AF36=41,AG36=FALSE),Beregn1!$E$36,AC36)","v":0},null,0,0,0,0,0,null,{"$f":"ROUND(AJ36*Beregn1!$F$30,4)","v":0},{"$f":"ROUND(AK36*Beregn1!$F$30,4)","v":0},{"$f":"ROUND(AL36*Beregn1!$F$30,4)","v":0},{"$f":"ROUND(AM36*Beregn1!$F$30,4)","v":0},{"$f":"ROUND(AN36*Beregn1!$F$30,4)","v":0}]
[{"$f":"Beregn1!C92","v":0.15},null,null,null,{"$f":"Beregn1!H92","v":12},null,null,null,null,null,null,null,null,null,null,null,null,null,null,null,null,null,null,null,null,null,null,null,null,null,null,{"$f":"IF(OR(AC37=0,AC37=-1),Beregn1!$E$36,AC37)","v":41},true,{"$f":"IF(AND(AF37=41,AG37=FALSE),Beregn1!$E$36,AC37)","v":0},null,0,0,0,0,0,null,{"$f":"ROUND(AJ37*Beregn1!$F$30,4)","v":0},{"$f":"ROUND(AK37*Beregn1!$F$30,4)","v":0},{"$f":"ROUND(AL37*Beregn1!$F$30,4)","v":0},{"$f":"ROUND(AM37*Beregn1!$F$30,4)","v":0},{"$f":"ROUND(AN37*Beregn1!$F$30,4)","v":0}]
[{"$f":"Beregn1!C92","v":0.15},null,null,null,{"$f":"Beregn1!I92","v":0},null,null,null,null,null,null,null,null,null,null,null,null,null,null,null,null,null,null,null,null,null,null,null,null,null,null,{"$f":"IF(OR(AC38=0,AC38=-1),Beregn1!$E$36,AC38)","v":41},true,{"$f":"IF(AND(AF38=41,AG38=FALSE),Beregn1!$E$36,AC38)","v":0},null,0,0,0,0,0,null,{"$f":"ROUND(AJ38*Beregn1!$F$30,4)","v":0},{"$f":"ROUND(AK38*Beregn1!$F$30,4)","v":0},{"$f":"ROUND(AL38*Beregn1!$F$30,4)","v":0},{"$f":"ROUND(AM38*Beregn1!$F$30,4)","v":0},{"$f":"ROUND(AN38*Beregn1!$F$30,4)","v":0}]
[{"$f":"Beregn1!C93","v":0.1},null,null,null,{"$f":"Beregn1!H93","v":18},null,null,null,null,null,null,null,null,null,null,null,null,null,null,null,null,null,null,null,null,null,null,null,null,null,null,{"$f":"IF(OR(AC39=0,AC39=-1),Beregn1!$E$36,AC39)","v":41},true,{"$f":"IF(AND(AF39=41,AG39=FALSE),Beregn1!$E$36,AC39)","v":0},null,0,0,0,0,0,null,{"$f":"ROUND(AJ39*Beregn1!$F$30,4)","v":0},{"$f":"ROUND(AK39*Beregn1!$F$30,4)","v":0},{"$f":"ROUND(AL39*Beregn1!$F$30,4)","v":0},{"$f":"ROUND(AM39*Beregn1!$F$30,4)","v":0},{"$f":"ROUND(AN39*Beregn1!$F$30,4)","v":0}]
[{"$f":"Beregn1!C93","v":0.1},null,null,null,{"$f":"Beregn1!I93","v":0},null,null,null,null,null,null,null,null,null,null,null,null,null,null,null,null,null,null,null,null,null,null,null,null,null,null,{"$f":"IF(OR(AC40=0,AC40=-1),Beregn1!$E$36,AC40)","v":41},true,{"$f":"IF(AND(AF40=41,AG40=FALSE),Beregn1!$E$36,AC40)","v":0},null,0,0,0,0,0,null,{"$f":"ROUND(AJ40*Beregn1!$F$30,4)","v":0},{"$f":"ROUND(AK40*Beregn1!$F$30,4)","v":0},{"$f":"ROUND(AL40*Beregn1!$F$30,4)","v":0},{"$f":"ROUND(AM40*Beregn1!$F$30,4)","v":0},{"$f":"ROUND(AN40*Beregn1!$F$30,4)","v":0}]
[null,null,null,null,null,null,null,null,null,null,null,null,null,null,null,null,null,null,null,null,null,null,null,null,null,null,null,null,null,null,null,{"$f":"IF(OR(AC41=0,AC41=-1),Beregn1!$E$36,AC41)","v":41},true,{"$f":"IF(AND(AF41=41,AG41=FALSE),Beregn1!$E$36,AC41)","v":0},null,0,0,0,0,0,null,{"$f":"ROUND(AJ41*Beregn1!$F$30,4)","v":0},{"$f":"ROUND(AK41*Beregn1!$F$30,4)","v":0},{"$f":"ROUND(AL41*Beregn1!$F$30,4)","v":0},{"$f":"ROUND(AM41*Beregn1!$F$30,4)","v":0},{"$f":"ROUND(AN41*Beregn1!$F$30,4)","v":0}]
[null,null,null,null,null,null,null,null,null,null,null,null,null,null,null,null,null,null,null,null,null,null,null,null,null,null,null,null,null,null,null,{"$f":"IF(OR(AC42=0,AC42=-1),Beregn1!$E$36,AC42)","v":41},true,{"$f":"IF(AND(AF42=41,AG42=FALSE),Beregn1!$E$36,AC42)","v":0},null,0,0,0,0,0,null,{"$f":"ROUND(AJ42*Beregn1!$F$30,4)","v":0},{"$f":"ROUND(AK42*Beregn1!$F$30,4)","v":0},{"$f":"ROUND(AL42*Beregn1!$F$30,4)","v":0},{"$f":"ROUND(AM42*Beregn1!$F$30,4)","v":0},{"$f":"ROUND(AN42*Beregn1!$F$30,4)","v":0}]
[null,null,null,null,null,null,null,null,null,null,null,null,null,null,null,null,null,null,null,null,null,null,null,null,null,null,null,null,null,null,null,{"$f":"IF(OR(AC43=0,AC43=-1),Beregn1!$E$36,AC43)","v":41},true,{"$f":"IF(AND(AF43=41,AG43=FALSE),Beregn1!$E$36,AC43)","v":0},null,0,0,0,0,0,null,{"$f":"ROUND(AJ43*Beregn1!$F$30,4)","v":0},{"$f":"ROUND(AK43*Beregn1!$F$30,4)","v":0},{"$f":"ROUND(AL43*Beregn1!$F$30,4)","v":0},{"$f":"ROUND(AM43*Beregn1!$F$30,4)","v":0},{"$f":"ROUND(AN43*Beregn1!$F$30,4)","v":0}]
[null,null,null,null,null,null,null,null,null,null,null,null,null,null,null,null,null,null,null,null,null,null,null,null,null,null,null,null,null,null,null,{"$f":"IF(OR(AC44=0,AC44=-1),Beregn1!$E$36,AC44)","v":41},true,{"$f":"IF(AND(AF44=41,AG44=FALSE),Beregn1!$E$36,AC44)","v":0},null,0,0,0,0,0,null,{"$f":"ROUND(AJ44*Beregn1!$F$30,4)","v":0},{"$f":"ROUND(AK44*Beregn1!$F$30,4)","v":0},{"$f":"ROUND(AL44*Beregn1!$F$30,4)","v":0},{"$f":"ROUND(AM44*Beregn1!$F$30,4)","v":0},{"$f":"ROUND(AN44*Beregn1!$F$30,4)","v":0}]
[null,null,null,null,null,null,null,null,null,null,null,null,null,null,null,null,null,null,null,null,null,null,null,null,null,null,null,null,null,null,null,{"$f":"IF(OR(AC45=0,AC45=-1),Beregn1!$E$36,AC45)","v":41},true,{"$f":"IF(AND(AF45=41,AG45=FALSE),Beregn1!$E$36,AC45)","v":0},null,0,0,0,0,0,null,{"$f":"ROUND(AJ45*Beregn1!$F$30,4)","v":0},{"$f":"ROUND(AK45*Beregn1!$F$30,4)","v":0},{"$f":"ROUND(AL45*Beregn1!$F$30,4)","v":0},{"$f":"ROUND(AM45*Beregn1!$F$30,4)","v":0},{"$f":"ROUND(AN45*Beregn1!$F$30,4)","v":0}]
[null,null,null,null,null,null,null,null,null,null,null,null,null,null,null,null,null,null,null,null,null,null,null,null,null,null,null,null,null,null,null,{"$f":"IF(OR(AC46=0,AC46=-1),Beregn1!$E$36,AC46)","v":41},true,{"$f":"IF(AND(AF46=41,AG46=FALSE),Beregn1!$E$36,AC46)","v":0},null,0,0,0,0,0,null,{"$f":"ROUND(AJ46*Beregn1!$F$30,4)","v":0},{"$f":"ROUND(AK46*Beregn1!$F$30,4)","v":0},{"$f":"ROUND(AL46*Beregn1!$F$30,4)","v":0},{"$f":"ROUND(AM46*Beregn1!$F$30,4)","v":0},{"$f":"ROUND(AN46*Beregn1!$F$30,4)","v":0}]
[null,null,null,null,null,null,null,null,null,null,null,null,null,null,null,null,null,null,null,null,null,null,null,null,null,null,null,null,null,null,null,{"$f":"IF(OR(AC47=0,AC47=-1),Beregn1!$E$36,AC47)","v":41},true,{"$f":"IF(AND(AF47=41,AG47=FALSE),Beregn1!$E$36,AC47)","v":0},null,0,0,0,0,0,null,{"$f":"ROUND(AJ47*Beregn1!$F$30,4)","v":0},{"$f":"ROUND(AK47*Beregn1!$F$30,4)","v":0},{"$f":"ROUND(AL47*Beregn1!$F$30,4)","v":0},{"$f":"ROUND(AM47*Beregn1!$F$30,4)","v":0},{"$f":"ROUND(AN47*Beregn1!$F$30,4)","v":0}]
[null,null,null,null,null,null,null,null,null,null,null,null,null,null,null,null,null,null,null,null,null,null,null,null,null,null,null,null,null,null,null,{"$f":"IF(OR(AC48=0,AC48=-1),Beregn1!$E$36,AC48)","v":41},true,{"$f":"IF(AND(AF48=41,AG48=FALSE),Beregn1!$E$36,AC48)","v":0},null,0,0,0,0,0,null,{"$f":"ROUND(AJ48*Beregn1!$F$30,4)","v":0},{"$f":"ROUND(AK48*Beregn1!$F$30,4)","v":0},{"$f":"ROUND(AL48*Beregn1!$F$30,4)","v":0},{"$f":"ROUND(AM48*Beregn1!$F$30,4)","v":0},{"$f":"ROUND(AN48*Beregn1!$F$30,4)","v":0}]
[null,null,null,null,null,null,null,null,null,null,null,null,null,null,null,null,null,null,null,null,null,null,null,null,null,null,null,null,null,null,null,{"$f":"IF(OR(AC49=0,AC49=-1),Beregn1!$E$36,AC49)","v":41},true,{"$f":"IF(AND(AF49=41,AG49=FALSE),Beregn1!$E$36,AC49)","v":0},null,0,0,0,0,0,null,{"$f":"ROUND(AJ49*Beregn1!$F$30,4)","v":0},{"$f":"ROUND(AK49*Beregn1!$F$30,4)","v":0},{"$f":"ROUND(AL49*Beregn1!$F$30,4)","v":0},{"$f":"ROUND(AM49*Beregn1!$F$30,4)","v":0},{"$f":"ROUND(AN49*Beregn1!$F$30,4)","v":0}]
[null,null,null,null,null,null,null,null,null,null,null,null,null,null,null,null,null,null,null,null,null,null,null,null,null,null,null,null,null,null,null,{"$f":"IF(OR(AC50=0,AC50=-1),Beregn1!$E$36,AC50)","v":41},true,{"$f":"IF(AND(AF50=41,AG50=FALSE),Beregn1!$E$36,AC50)","v":0},null,0,0,0,0,0,null,{"$f":"ROUND(AJ50*Beregn1!$F$30,4)","v":0},{"$f":"ROUND(AK50*Beregn1!$F$30,4)","v":0},{"$f":"ROUND(AL50*Beregn1!$F$30,4)","v":0},{"$f":"ROUND(AM50*Beregn1!$F$30,4)","v":0},{"$f":"ROUND(AN50*Beregn1!$F$30,4)","v":0}]
[null,null,null,null,null,null,null,null,null,null,null,null,null,null,null,null,null,null,null,null,null,null,null,null,null,null,null,null,null,null,null,{"$f":"IF(OR(AC51=0,AC51=-1),Beregn1!$E$36,AC51)","v":41},true,{"$f":"IF(AND(AF51=41,AG51=FALSE),Beregn1!$E$36,AC51)","v":0},null,0,0,0,0,0,null,{"$f":"ROUND(AJ51*Beregn1!$F$30,4)","v":0},{"$f":"ROUND(AK51*Beregn1!$F$30,4)","v":0},{"$f":"ROUND(AL51*Beregn1!$F$30,4)","v":0},{"$f":"ROUND(AM51*Beregn1!$F$30,4)","v":0},{"$f":"ROUND(AN51*Beregn1!$F$30,4)","v":0}]
[null,null,null,null,null,null,null,null,null,null,null,null,null,null,null,null,null,null,null,null,null,null,null,null,null,null,null,null,null,null,null,{"$f":"IF(OR(AC52=0,AC52=-1),Beregn1!$E$36,AC52)","v":41},true,{"$f":"IF(AND(AF52=41,AG52=FALSE),Beregn1!$E$36,AC52)","v":0},null,0,0,0,0,0,null,{"$f":"ROUND(AJ52*Beregn1!$F$30,4)","v":0},{"$f":"ROUND(AK52*Beregn1!$F$30,4)","v":0},{"$f":"ROUND(AL52*Beregn1!$F$30,4)","v":0},{"$f":"ROUND(AM52*Beregn1!$F$30,4)","v":0},{"$f":"ROUND(AN52*Beregn1!$F$30,4)","v":0}]
[null,null,null,null,null,null,null,null,null,null,null,null,null,null,null,null,null,null,null,null,null,null,null,null,null,null,null,null,null,null,null,{"$f":"IF(OR(AC53=0,AC53=-1),Beregn1!$E$36,AC53)","v":41},true,{"$f":"IF(AND(AF53=41,AG53=FALSE),Beregn1!$E$36,AC53)","v":0},null,0,0,0,0,0,null,{"$f":"ROUND(AJ53*Beregn1!$F$30,4)","v":0},{"$f":"ROUND(AK53*Beregn1!$F$30,4)","v":0},{"$f":"ROUND(AL53*Beregn1!$F$30,4)","v":0},{"$f":"ROUND(AM53*Beregn1!$F$30,4)","v":0},{"$f":"ROUND(AN53*Beregn1!$F$30,4)","v":0}]
[null,null,null,null,null,null,null,null,null,null,null,null,null,null,null,null,null,null,null,null,null,null,null,null,null,null,null,null,null,null,null,{"$f":"IF(OR(AC54=0,AC54=-1),Beregn1!$E$36,AC54)","v":41},true,{"$f":"IF(AND(AF54=41,AG54=FALSE),Beregn1!$E$36,AC54)","v":0},null,0,0,0,0,0,null,{"$f":"ROUND(AJ54*Beregn1!$F$30,4)","v":0},{"$f":"ROUND(AK54*Beregn1!$F$30,4)","v":0},{"$f":"ROUND(AL54*Beregn1!$F$30,4)","v":0},{"$f":"ROUND(AM54*Beregn1!$F$30,4)","v":0},{"$f":"ROUND(AN54*Beregn1!$F$30,4)","v":0}]
[null,null,null,null,null,null,null,null,null,null,null,null,null,null,null,null,null,null,null,null,null,null,null,null,null,null,null,null,null,null,null,{"$f":"IF(OR(AC55=0,AC55=-1),Beregn1!$E$36,AC55)","v":41},true,{"$f":"IF(AND(AF55=41,AG55=FALSE),Beregn1!$E$36,AC55)","v":0},null,0,0,0,0,0,null,{"$f":"ROUND(AJ55*Beregn1!$F$30,4)","v":0},{"$f":"ROUND(AK55*Beregn1!$F$30,4)","v":0},{"$f":"ROUND(AL55*Beregn1!$F$30,4)","v":0},{"$f":"ROUND(AM55*Beregn1!$F$30,4)","v":0},{"$f":"ROUND(AN55*Beregn1!$F$30,4)","v":0}]
[null,null,null,null,null,null,null,null,null,null,null,null,null,null,null,null,null,null,null,null,null,null,null,null,null,null,null,null,null,null,null,{"$f":"IF(OR(AC56=0,AC56=-1),Beregn1!$E$36,AC56)","v":41},true,{"$f":"IF(AND(AF56=41,AG56=FALSE),Beregn1!$E$36,AC56)","v":0},null,0,0,0,0,0,null,{"$f":"ROUND(AJ56*Beregn1!$F$30,4)","v":0},{"$f":"ROUND(AK56*Beregn1!$F$30,4)","v":0},{"$f":"ROUND(AL56*Beregn1!$F$30,4)","v":0},{"$f":"ROUND(AM56*Beregn1!$F$30,4)","v":0},{"$f":"ROUND(AN56*Beregn1!$F$30,4)","v":0}]
[null,null,null,null,null,null,null,null,null,null,null,null,null,null,null,null,null,null,null,null,null,null,null,null,null,null,null,null,null,null,null,{"$f":"IF(OR(AC57=0,AC57=-1),Beregn1!$E$36,AC57)","v":41},true,{"$f":"IF(AND(AF57=41,AG57=FALSE),Beregn1!$E$36,AC57)","v":0},null,0,0,0,0,0,null,{"$f":"ROUND(AJ57*Beregn1!$F$30,4)","v":0},{"$f":"ROUND(AK57*Beregn1!$F$30,4)","v":0},{"$f":"ROUND(AL57*Beregn1!$F$30,4)","v":0},{"$f":"ROUND(AM57*Beregn1!$F$30,4)","v":0},{"$f":"ROUND(AN57*Beregn1!$F$30,4)","v":0}]
[null,null,null,null,null,null,null,null,null,null,null,null,null,null,null,null,null,null,null,null,null,null,null,null,null,null,null,null,null,null,null,{"$f":"IF(OR(AC58=0,AC58=-1),Beregn1!$E$36,AC58)","v":41},true,{"$f":"IF(AND(AF58=41,AG58=FALSE),Beregn1!$E$36,AC58)","v":0},null,0,0,0,0,0,null,{"$f":"ROUND(AJ58*Beregn1!$F$30,4)","v":0},{"$f":"ROUND(AK58*Beregn1!$F$30,4)","v":0},{"$f":"ROUND(AL58*Beregn1!$F$30,4)","v":0},{"$f":"ROUND(AM58*Beregn1!$F$30,4)","v":0},{"$f":"ROUND(AN58*Beregn1!$F$30,4)","v":0}]
[null,null,null,null,null,null,null,null,null,null,null,null,null,null,null,null,null,null,null,null,null,null,null,null,null,null,null,null,null,null,null,{"$f":"IF(OR(AC59=0,AC59=-1),Beregn1!$E$36,AC59)","v":41},true,{"$f":"IF(AND(AF59=41,AG59=FALSE),Beregn1!$E$36,AC59)","v":0},null,0,0,0,0,0,null,{"$f":"ROUND(AJ59*Beregn1!$F$30,4)","v":0},{"$f":"ROUND(AK59*Beregn1!$F$30,4)","v":0},{"$f":"ROUND(AL59*Beregn1!$F$30,4)","v":0},{"$f":"ROUND(AM59*Beregn1!$F$30,4)","v":0},{"$f":"ROUND(AN59*Beregn1!$F$30,4)","v":0}]
[null,null,null,null,null,null,null,null,null,null,null,null,null,null,null,null,null,null,null,null,null,null,null,null,null,null,null,null,null,null,null,{"$f":"IF(OR(AC60=0,AC60=-1),Beregn1!$E$36,AC60)","v":41},true,{"$f":"IF(AND(AF60=41,AG60=FALSE),Beregn1!$E$36,AC60)","v":0},null,0,0,0,0,0,null,{"$f":"ROUND(AJ60*Beregn1!$F$30,4)","v":0},{"$f":"ROUND(AK60*Beregn1!$F$30,4)","v":0},{"$f":"ROUND(AL60*Beregn1!$F$30,4)","v":0},{"$f":"ROUND(AM60*Beregn1!$F$30,4)","v":0},{"$f":"ROUND(AN60*Beregn1!$F$30,4)","v":0}]
[null,null,null,null,null,null,null,null,null,null,null,null,null,null,null,null,null,null,null,null,null,null,null,null,null,null,null,null,null,null,null,{"$f":"IF(OR(AC61=0,AC61=-1),Beregn1!$E$36,AC61)","v":41},true,{"$f":"IF(AND(AF61=41,AG61=FALSE),Beregn1!$E$36,AC61)","v":0},null,0,0,0,0,0,null,{"$f":"ROUND(AJ61*Beregn1!$F$30,4)","v":0},{"$f":"ROUND(AK61*Beregn1!$F$30,4)","v":0},{"$f":"ROUND(AL61*Beregn1!$F$30,4)","v":0},{"$f":"ROUND(AM61*Beregn1!$F$30,4)","v":0},{"$f":"ROUND(AN61*Beregn1!$F$30,4)","v":0}]
[null,null,null,null,null,null,null,null,null,null,null,null,null,null,null,null,null,null,null,null,null,null,null,null,null,null,null,null,null,null,null,{"$f":"IF(OR(AC62=0,AC62=-1),Beregn1!$E$36,AC62)","v":41},true,{"$f":"IF(AND(AF62=41,AG62=FALSE),Beregn1!$E$36,AC62)","v":0},null,0,0,0,0,0,null,{"$f":"ROUND(AJ62*Beregn1!$F$30,4)","v":0},{"$f":"ROUND(AK62*Beregn1!$F$30,4)","v":0},{"$f":"ROUND(AL62*Beregn1!$F$30,4)","v":0},{"$f":"ROUND(AM62*Beregn1!$F$30,4)","v":0},{"$f":"ROUND(AN62*Beregn1!$F$30,4)","v":0}]
[null,null,null,null,null,null,null,null,null,null,null,null,null,null,null,null,null,null,null,null,null,null,null,null,null,null,null,null,null,null,null,{"$f":"IF(OR(AC63=0,AC63=-1),Beregn1!$E$36,AC63)","v":41},true,{"$f":"IF(AND(AF63=41,AG63=FALSE),Beregn1!$E$36,AC63)","v":0},null,0,0,0,0,0,null,{"$f":"ROUND(AJ63*Beregn1!$F$30,4)","v":0},{"$f":"ROUND(AK63*Beregn1!$F$30,4)","v":0},{"$f":"ROUND(AL63*Beregn1!$F$30,4)","v":0},{"$f":"ROUND(AM63*Beregn1!$F$30,4)","v":0},{"$f":"ROUND(AN63*Beregn1!$F$30,4)","v":0}]
[null,null,null,null,null,null,null,null,null,null,null,null,null,null,null,null,null,null,null,null,null,null,null,null,null,null,null,null,null,null,null,{"$f":"IF(OR(AC64=0,AC64=-1),Beregn1!$E$36,AC64)","v":41},true,{"$f":"IF(AND(AF64=41,AG64=FALSE),Beregn1!$E$36,AC64)","v":0},null,0,0,0,0,0,null,{"$f":"ROUND(AJ64*Beregn1!$F$30,4)","v":0},{"$f":"ROUND(AK64*Beregn1!$F$30,4)","v":0},{"$f":"ROUND(AL64*Beregn1!$F$30,4)","v":0},{"$f":"ROUND(AM64*Beregn1!$F$30,4)","v":0},{"$f":"ROUND(AN64*Beregn1!$F$30,4)","v":0}]
[null,null,null,null,null,null,null,null,null,null,null,null,null,null,null,null,null,null,null,null,null,null,null,null,null,null,null,null,null,null,null,{"$f":"IF(OR(AC65=0,AC65=-1),Beregn1!$E$36,AC65)","v":41},true,{"$f":"IF(AND(AF65=41,AG65=FALSE),Beregn1!$E$36,AC65)","v":0},null,0,0,0,0,0,null,{"$f":"ROUND(AJ65*Beregn1!$F$30,4)","v":0},{"$f":"ROUND(AK65*Beregn1!$F$30,4)","v":0},{"$f":"ROUND(AL65*Beregn1!$F$30,4)","v":0},{"$f":"ROUND(AM65*Beregn1!$F$30,4)","v":0},{"$f":"ROUND(AN65*Beregn1!$F$30,4)","v":0}]
[null,null,null,null,null,null,null,null,null,null,null,null,null,null,null,null,null,null,null,null,null,null,null,null,null,null,null,null,null,null,null,{"$f":"IF(OR(AC66=0,AC66=-1),Beregn1!$E$36,AC66)","v":41},true,{"$f":"IF(AND(AF66=41,AG66=FALSE),Beregn1!$E$36,AC66)","v":0},null,{"$f":"INDEX($T66:$AD66,MATCH(\"Evaporated\",$T$1:$AD$1,0))","v":0},{"$f":"INDEX($T66:$AD66,MATCH(\"Drained\",$T$1:$AD$1,0))","v":0},{"$f":"INDEX($T66:$AD66,MATCH(\"Overflow\",$T$1:$AD$1,0))","v":0},{"$f":"AH66","v":0},{"$f":"INDEX($T66:$AD66,MATCH(\"Available_Volume\",$T$1:$AD$1,0))","v":0},null,{"$f":"ROUND(AJ66*Beregn1!$F$30,4)","v":0},{"$f":"ROUND(AK66*Beregn1!$F$30,4)","v":0},{"$f":"ROUND(AL66*Beregn1!$F$30,4)","v":0},{"$f":"ROUND(AM66*Beregn1!$F$30,4)","v":0},{"$f":"ROUND(AN66*Beregn1!$F$30,4)","v":0}]
[null,null,null,null,null,null,null,null,null,null,null,null,null,null,null,null,null,null,null,null,null,null,null,null,null,null,null,null,null,null,null,{"$f":"IF(OR(AC67=0,AC67=-1),Beregn1!$E$36,AC67)","v":41},{"$f":"ISBLANK(AC67)","v":true},{"$f":"IF(AND(AF67=41,AG67=FALSE),Beregn1!$E$36,AC67)","v":0},null,0,0,0,0,0,null,{"$f":"ROUND(AJ67*Beregn1!$F$30,4)","v":0},{"$f":"ROUND(AK67*Beregn1!$F$30,4)","v":0},{"$f":"ROUND(AL67*Beregn1!$F$30,4)","v":0},{"$f":"ROUND(AM67*Beregn1!$F$30,4)","v":0},{"$f":"ROUND(AN67*Beregn1!$F$30,4)","v":0}]
[null,null,null,null,null,null,null,null,null,null,null,null,null,null,null,null,null,null,null,null,null,null,null,null,null,null,null,null,null,null,null,{"$f":"IF(OR(AC68=0,AC68=-1),Beregn1!$E$36,AC68)","v":41},true,{"$f":"IF(AND(AF68=41,AG68=FALSE),Beregn1!$E$36,AC68)","v":0},null,0,0,0,0,0,null,{"$f":"ROUND(AJ68*Beregn1!$F$30,4)","v":0},{"$f":"ROUND(AK68*Beregn1!$F$30,4)","v":0},{"$f":"ROUND(AL68*Beregn1!$F$30,4)","v":0},{"$f":"ROUND(AM68*Beregn1!$F$30,4)","v":0},{"$f":"ROUND(AN68*Beregn1!$F$30,4)","v":0}]
[null,null,null,null,null,null,null,null,null,null,null,null,null,null,null,null,null,null,null,null,null,null,null,null,null,null,null,null,null,null,null,{"$f":"IF(OR(AC69=0,AC69=-1),Beregn1!$E$36,AC69)","v":41},true,{"$f":"IF(AND(AF69=41,AG69=FALSE),Beregn1!$E$36,AC69)","v":0},null,0,0,0,0,0,null,{"$f":"ROUND(AJ69*Beregn1!$F$30,4)","v":0},{"$f":"ROUND(AK69*Beregn1!$F$30,4)","v":0},{"$f":"ROUND(AL69*Beregn1!$F$30,4)","v":0},{"$f":"ROUND(AM69*Beregn1!$F$30,4)","v":0},{"$f":"ROUND(AN69*Beregn1!$F$30,4)","v":0}]
[null,null,null,null,null,null,null,null,null,null,null,null,null,null,null,null,null,null,null,null,null,null,null,null,null,null,null,null,null,null,null,{"$f":"IF(OR(AC70=0,AC70=-1),Beregn1!$E$36,AC70)","v":41},true,{"$f":"IF(AND(AF70=41,AG70=FALSE),Beregn1!$E$36,AC70)","v":0},null,0,0,0,0,0,null,{"$f":"ROUND(AJ70*Beregn1!$F$30,4)","v":0},{"$f":"ROUND(AK70*Beregn1!$F$30,4)","v":0},{"$f":"ROUND(AL70*Beregn1!$F$30,4)","v":0},{"$f":"ROUND(AM70*Beregn1!$F$30,4)","v":0},{"$f":"ROUND(AN70*Beregn1!$F$30,4)","v":0}]
[null,null,null,null,null,null,null,null,null,null,null,null,null,null,null,null,null,null,null,null,null,null,null,null,null,null,null,null,null,null,null,{"$f":"IF(OR(AC71=0,AC71=-1),Beregn1!$E$36,AC71)","v":41},true,{"$f":"IF(AND(AF71=41,AG71=FALSE),Beregn1!$E$36,AC71)","v":0},null,0,0,0,0,0,null,{"$f":"ROUND(AJ71*Beregn1!$F$30,4)","v":0},{"$f":"ROUND(AK71*Beregn1!$F$30,4)","v":0},{"$f":"ROUND(AL71*Beregn1!$F$30,4)","v":0},{"$f":"ROUND(AM71*Beregn1!$F$30,4)","v":0},{"$f":"ROUND(AN71*Beregn1!$F$30,4)","v":0}]
[null,null,null,null,null,null,null,null,null,null,null,null,null,null,null,null,null,null,null,null,null,null,null,null,null,null,null,null,null,null,null,{"$f":"IF(OR(AC72=0,AC72=-1),Beregn1!$E$36,AC72)","v":41},true,{"$f":"IF(AND(AF72=41,AG72=FALSE),Beregn1!$E$36,AC72)","v":0},null,0,0,0,0,0,null,{"$f":"ROUND(AJ72*Beregn1!$F$30,4)","v":0},{"$f":"ROUND(AK72*Beregn1!$F$30,4)","v":0},{"$f":"ROUND(AL72*Beregn1!$F$30,4)","v":0},{"$f":"ROUND(AM72*Beregn1!$F$30,4)","v":0},{"$f":"ROUND(AN72*Beregn1!$F$30,4)","v":0}]
[null,null,null,null,null,null,null,null,null,null,null,null,null,null,null,null,null,null,null,null,null,null,null,null,null,null,null,null,null,null,null,{"$f":"IF(OR(AC73=0,AC73=-1),Beregn1!$E$36,AC73)","v":41},true,{"$f":"IF(AND(AF73=41,AG73=FALSE),Beregn1!$E$36,AC73)","v":0},null,0,0,0,0,0,null,{"$f":"ROUND(AJ73*Beregn1!$F$30,4)","v":0},{"$f":"ROUND(AK73*Beregn1!$F$30,4)","v":0},{"$f":"ROUND(AL73*Beregn1!$F$30,4)","v":0},{"$f":"ROUND(AM73*Beregn1!$F$30,4)","v":0},{"$f":"ROUND(AN73*Beregn1!$F$30,4)","v":0}]
[null,null,null,null,null,null,null,null,null,null,null,null,null,null,null,null,null,null,null,null,null,null,null,null,null,null,null,null,null,null,null,{"$f":"IF(OR(AC74=0,AC74=-1),Beregn1!$E$36,AC74)","v":41},true,{"$f":"IF(AND(AF74=41,AG74=FALSE),Beregn1!$E$36,AC74)","v":0},null,0,0,0,0,0,null,{"$f":"ROUND(AJ74*Beregn1!$F$30,4)","v":0},{"$f":"ROUND(AK74*Beregn1!$F$30,4)","v":0},{"$f":"ROUND(AL74*Beregn1!$F$30,4)","v":0},{"$f":"ROUND(AM74*Beregn1!$F$30,4)","v":0},{"$f":"ROUND(AN74*Beregn1!$F$30,4)","v":0}]
[null,null,null,null,null,null,null,null,null,null,null,null,null,null,null,null,null,null,null,null,null,null,null,null,null,null,null,null,null,null,null,{"$f":"IF(OR(AC75=0,AC75=-1),Beregn1!$E$36,AC75)","v":41},true,{"$f":"IF(AND(AF75=41,AG75=FALSE),Beregn1!$E$36,AC75)","v":0},null,0,0,0,0,0,null,{"$f":"ROUND(AJ75*Beregn1!$F$30,4)","v":0},{"$f":"ROUND(AK75*Beregn1!$F$30,4)","v":0},{"$f":"ROUND(AL75*Beregn1!$F$30,4)","v":0},{"$f":"ROUND(AM75*Beregn1!$F$30,4)","v":0},{"$f":"ROUND(AN75*Beregn1!$F$30,4)","v":0}]
[null,null,null,null,null,null,null,null,null,null,null,null,null,null,null,null,null,null,null,null,null,null,null,null,null,null,null,null,null,null,null,{"$f":"IF(OR(AC76=0,AC76=-1),Beregn1!$E$36,AC76)","v":41},true,{"$f":"IF(AND(AF76=41,AG76=FALSE),Beregn1!$E$36,AC76)","v":0},null,0,0,0,0,0,null,{"$f":"ROUND(AJ76*Beregn1!$F$30,4)","v":0},{"$f":"ROUND(AK76*Beregn1!$F$30,4)","v":0},{"$f":"ROUND(AL76*Beregn1!$F$30,4)","v":0},{"$f":"ROUND(AM76*Beregn1!$F$30,4)","v":0},{"$f":"ROUND(AN76*Beregn1!$F$30,4)","v":0}]
[null,null,null,null,null,null,null,null,null,null,null,null,null,null,null,null,null,null,null,null,null,null,null,null,null,null,null,null,null,null,null,{"$f":"IF(OR(AC77=0,AC77=-1),Beregn1!$E$36,AC77)","v":41},true,{"$f":"IF(AND(AF77=41,AG77=FALSE),Beregn1!$E$36,AC77)","v":0},null,0,0,0,0,0,null,{"$f":"ROUND(AJ77*Beregn1!$F$30,4)","v":0},{"$f":"ROUND(AK77*Beregn1!$F$30,4)","v":0},{"$f":"ROUND(AL77*Beregn1!$F$30,4)","v":0},{"$f":"ROUND(AM77*Beregn1!$F$30,4)","v":0},{"$f":"ROUND(AN77*Beregn1!$F$30,4)","v":0}]
[null,null,null,null,null,null,null,null,null,null,null,null,null,null,null,null,null,null,null,null,null,null,null,null,null,null,null,null,null,null,null,{"$f":"IF(OR(AC78=0,AC78=-1),Beregn1!$E$36,AC78)","v":41},true,{"$f":"IF(AND(AF78=41,AG78=FALSE),Beregn1!$E$36,AC78)","v":0},null,0,0,0,0,0,null,{"$f":"ROUND(AJ78*Beregn1!$F$30,4)","v":0},{"$f":"ROUND(AK78*Beregn1!$F$30,4)","v":0},{"$f":"ROUND(AL78*Beregn1!$F$30,4)","v":0},{"$f":"ROUND(AM78*Beregn1!$F$30,4)","v":0},{"$f":"ROUND(AN78*Beregn1!$F$30,4)","v":0}]
[null,null,null,null,null,null,null,null,null,null,null,null,null,null,null,null,null,null,null,null,null,null,null,null,null,null,null,null,null,null,null,{"$f":"IF(OR(AC79=0,AC79=-1),Beregn1!$E$36,AC79)","v":41},true,{"$f":"IF(AND(AF79=41,AG79=FALSE),Beregn1!$E$36,AC79)","v":0},null,0,0,0,0,0,null,{"$f":"ROUND(AJ79*Beregn1!$F$30,4)","v":0},{"$f":"ROUND(AK79*Beregn1!$F$30,4)","v":0},{"$f":"ROUND(AL79*Beregn1!$F$30,4)","v":0},{"$f":"ROUND(AM79*Beregn1!$F$30,4)","v":0},{"$f":"ROUND(AN79*Beregn1!$F$30,4)","v":0}]
[null,null,null,null,null,null,null,null,null,null,null,null,null,null,null,null,null,null,null,null,null,null,null,null,null,null,null,null,null,null,null,{"$f":"IF(OR(AC80=0,AC80=-1),Beregn1!$E$36,AC80)","v":41},true,{"$f":"IF(AND(AF80=41,AG80=FALSE),Beregn1!$E$36,AC80)","v":0},null,0,0,0,0,0,null,{"$f":"ROUND(AJ80*Beregn1!$F$30,4)","v":0},{"$f":"ROUND(AK80*Beregn1!$F$30,4)","v":0},{"$f":"ROUND(AL80*Beregn1!$F$30,4)","v":0},{"$f":"ROUND(AM80*Beregn1!$F$30,4)","v":0},{"$f":"ROUND(AN80*Beregn1!$F$30,4)","v":0}]
[null,null,null,null,null,null,null,null,null,null,null,null,null,null,null,null,null,null,null,null,null,null,null,null,null,null,null,null,null,null,null,{"$f":"IF(OR(AC81=0,AC81=-1),Beregn1!$E$36,AC81)","v":41},true,{"$f":"IF(AND(AF81=41,AG81=FALSE),Beregn1!$E$36,AC81)","v":0},null,0,0,0,0,0,null,{"$f":"ROUND(AJ81*Beregn1!$F$30,4)","v":0},{"$f":"ROUND(AK81*Beregn1!$F$30,4)","v":0},{"$f":"ROUND(AL81*Beregn1!$F$30,4)","v":0},{"$f":"ROUND(AM81*Beregn1!$F$30,4)","v":0},{"$f":"ROUND(AN81*Beregn1!$F$30,4)","v":0}]
[null,null,null,null,null,null,null,null,null,null,null,null,null,null,null,null,null,null,null,null,null,null,null,null,null,null,null,null,null,null,null,{"$f":"IF(OR(AC82=0,AC82=-1),Beregn1!$E$36,AC82)","v":41},true,{"$f":"IF(AND(AF82=41,AG82=FALSE),Beregn1!$E$36,AC82)","v":0},null,0,0,0,0,0,null,{"$f":"ROUND(AJ82*Beregn1!$F$30,4)","v":0},{"$f":"ROUND(AK82*Beregn1!$F$30,4)","v":0},{"$f":"ROUND(AL82*Beregn1!$F$30,4)","v":0},{"$f":"ROUND(AM82*Beregn1!$F$30,4)","v":0},{"$f":"ROUND(AN82*Beregn1!$F$30,4)","v":0}]
[null,null,null,null,null,null,null,null,null,null,null,null,null,null,null,null,null,null,null,null,null,null,null,null,null,null,null,null,null,null,null,{"$f":"IF(OR(AC83=0,AC83=-1),Beregn1!$E$36,AC83)","v":41},true,{"$f":"IF(AND(AF83=41,AG83=FALSE),Beregn1!$E$36,AC83)","v":0},null,0,0,0,0,0,null,{"$f":"ROUND(AJ83*Beregn1!$F$30,4)","v":0},{"$f":"ROUND(AK83*Beregn1!$F$30,4)","v":0},{"$f":"ROUND(AL83*Beregn1!$F$30,4)","v":0},{"$f":"ROUND(AM83*Beregn1!$F$30,4)","v":0},{"$f":"ROUND(AN83*Beregn1!$F$30,4)","v":0}]
[null,null,null,null,null,null,null,null,null,null,null,null,null,null,null,null,null,null,null,null,null,null,null,null,null,null,null,null,null,null,null,{"$f":"IF(OR(AC84=0,AC84=-1),Beregn1!$E$36,AC84)","v":41},true,{"$f":"IF(AND(AF84=41,AG84=FALSE),Beregn1!$E$36,AC84)","v":0},null,0,0,0,0,0,null,{"$f":"ROUND(AJ84*Beregn1!$F$30,4)","v":0},{"$f":"ROUND(AK84*Beregn1!$F$30,4)","v":0},{"$f":"ROUND(AL84*Beregn1!$F$30,4)","v":0},{"$f":"ROUND(AM84*Beregn1!$F$30,4)","v":0},{"$f":"ROUND(AN84*Beregn1!$F$30,4)","v":0}]
[null,null,null,null,null,null,null,null,null,null,null,null,null,null,null,null,null,null,null,null,null,null,null,null,null,null,null,null,null,null,null,{"$f":"IF(OR(AC85=0,AC85=-1),Beregn1!$E$36,AC85)","v":41},true,{"$f":"IF(AND(AF85=41,AG85=FALSE),Beregn1!$E$36,AC85)","v":0},null,0,0,0,0,0,null,{"$f":"ROUND(AJ85*Beregn1!$F$30,4)","v":0},{"$f":"ROUND(AK85*Beregn1!$F$30,4)","v":0},{"$f":"ROUND(AL85*Beregn1!$F$30,4)","v":0},{"$f":"ROUND(AM85*Beregn1!$F$30,4)","v":0},{"$f":"ROUND(AN85*Beregn1!$F$30,4)","v":0}]
[null,null,null,null,null,null,null,null,null,null,null,null,null,null,null,null,null,null,null,null,null,null,null,null,null,null,null,null,null,null,null,{"$f":"IF(OR(AC86=0,AC86=-1),Beregn1!$E$36,AC86)","v":41},true,{"$f":"IF(AND(AF86=41,AG86=FALSE),Beregn1!$E$36,AC86)","v":0},null,0,0,0,0,0,null,{"$f":"ROUND(AJ86*Beregn1!$F$30,4)","v":0},{"$f":"ROUND(AK86*Beregn1!$F$30,4)","v":0},{"$f":"ROUND(AL86*Beregn1!$F$30,4)","v":0},{"$f":"ROUND(AM86*Beregn1!$F$30,4)","v":0},{"$f":"ROUND(AN86*Beregn1!$F$30,4)","v":0}]
[null,null,null,null,null,null,null,null,null,null,null,null,null,null,null,null,null,null,null,null,null,null,null,null,null,null,null,null,null,null,null,{"$f":"IF(OR(AC87=0,AC87=-1),Beregn1!$E$36,AC87)","v":41},true,{"$f":"IF(AND(AF87=41,AG87=FALSE),Beregn1!$E$36,AC87)","v":0},null,0,0,0,0,0,null,{"$f":"ROUND(AJ87*Beregn1!$F$30,4)","v":0},{"$f":"ROUND(AK87*Beregn1!$F$30,4)","v":0},{"$f":"ROUND(AL87*Beregn1!$F$30,4)","v":0},{"$f":"ROUND(AM87*Beregn1!$F$30,4)","v":0},{"$f":"ROUND(AN87*Beregn1!$F$30,4)","v":0}]
[null,null,null,null,null,null,null,null,null,null,null,null,null,null,null,null,null,null,null,null,null,null,null,null,null,null,null,null,null,null,null,{"$f":"IF(OR(AC88=0,AC88=-1),Beregn1!$E$36,AC88)","v":41},true,{"$f":"IF(AND(AF88=41,AG88=FALSE),Beregn1!$E$36,AC88)","v":0},null,0,0,0,0,0,null,{"$f":"ROUND(AJ88*Beregn1!$F$30,4)","v":0},{"$f":"ROUND(AK88*Beregn1!$F$30,4)","v":0},{"$f":"ROUND(AL88*Beregn1!$F$30,4)","v":0},{"$f":"ROUND(AM88*Beregn1!$F$30,4)","v":0},{"$f":"ROUND(AN88*Beregn1!$F$30,4)","v":0}]
[null,null,null,null,null,null,null,null,null,null,null,null,null,null,null,null,null,null,null,null,null,null,null,null,null,null,null,null,null,null,null,{"$f":"IF(OR(AC89=0,AC89=-1),Beregn1!$E$36,AC89)","v":41},true,{"$f":"IF(AND(AF89=41,AG89=FALSE),Beregn1!$E$36,AC89)","v":0},null,0,0,0,0,0,null,{"$f":"ROUND(AJ89*Beregn1!$F$30,4)","v":0},{"$f":"ROUND(AK89*Beregn1!$F$30,4)","v":0},{"$f":"ROUND(AL89*Beregn1!$F$30,4)","v":0},{"$f":"ROUND(AM89*Beregn1!$F$30,4)","v":0},{"$f":"ROUND(AN89*Beregn1!$F$30,4)","v":0}]
[null,null,null,null,null,null,null,null,null,null,null,null,null,null,null,null,null,null,null,null,null,null,null,null,null,null,null,null,null,null,null,{"$f":"IF(OR(AC90=0,AC90=-1),Beregn1!$E$36,AC90)","v":41},true,{"$f":"IF(AND(AF90=41,AG90=FALSE),Beregn1!$E$36,AC90)","v":0},null,0,0,0,0,0,null,{"$f":"ROUND(AJ90*Beregn1!$F$30,4)","v":0},{"$f":"ROUND(AK90*Beregn1!$F$30,4)","v":0},{"$f":"ROUND(AL90*Beregn1!$F$30,4)","v":0},{"$f":"ROUND(AM90*Beregn1!$F$30,4)","v":0},{"$f":"ROUND(AN90*Beregn1!$F$30,4)","v":0}]
[null,null,null,null,null,null,null,null,null,null,null,null,null,null,null,null,null,null,null,null,null,null,null,null,null,null,null,null,null,null,null,{"$f":"IF(OR(AC91=0,AC91=-1),Beregn1!$E$36,AC91)","v":41},true,{"$f":"IF(AND(AF91=41,AG91=FALSE),Beregn1!$E$36,AC91)","v":0},null,0,0,0,0,0,null,{"$f":"ROUND(AJ91*Beregn1!$F$30,4)","v":0},{"$f":"ROUND(AK91*Beregn1!$F$30,4)","v":0},{"$f":"ROUND(AL91*Beregn1!$F$30,4)","v":0},{"$f":"ROUND(AM91*Beregn1!$F$30,4)","v":0},{"$f":"ROUND(AN91*Beregn1!$F$30,4)","v":0}]
[null,null,null,null,null,null,null,null,null,null,null,null,null,null,null,null,null,null,null,null,null,null,null,null,null,null,null,null,null,null,null,{"$f":"IF(OR(AC92=0,AC92=-1),Beregn1!$E$36,AC92)","v":41},true,{"$f":"IF(AND(AF92=41,AG92=FALSE),Beregn1!$E$36,AC92)","v":0},null,0,0,0,0,0,null,{"$f":"ROUND(AJ92*Beregn1!$F$30,4)","v":0},{"$f":"ROUND(AK92*Beregn1!$F$30,4)","v":0},{"$f":"ROUND(AL92*Beregn1!$F$30,4)","v":0},{"$f":"ROUND(AM92*Beregn1!$F$30,4)","v":0},{"$f":"ROUND(AN92*Beregn1!$F$30,4)","v":0}]
[null,null,null,null,null,null,null,null,null,null,null,null,null,null,null,null,null,null,null,null,null,null,null,null,null,null,null,null,null,null,null,{"$f":"IF(OR(AC93=0,AC93=-1),Beregn1!$E$36,AC93)","v":41},true,{"$f":"IF(AND(AF93=41,AG93=FALSE),Beregn1!$E$36,AC93)","v":0},null,0,0,0,0,0,null,{"$f":"ROUND(AJ93*Beregn1!$F$30,4)","v":0},{"$f":"ROUND(AK93*Beregn1!$F$30,4)","v":0},{"$f":"ROUND(AL93*Beregn1!$F$30,4)","v":0},{"$f":"ROUND(AM93*Beregn1!$F$30,4)","v":0},{"$f":"ROUND(AN93*Beregn1!$F$30,4)","v":0}]
[null,null,null,null,null,null,null,null,null,null,null,null,null,null,null,null,null,null,null,null,null,null,null,null,null,null,null,null,null,null,null,{"$f":"IF(OR(AC94=0,AC94=-1),Beregn1!$E$36,AC94)","v":41},true,{"$f":"IF(AND(AF94=41,AG94=FALSE),Beregn1!$E$36,AC94)","v":0},null,0,0,0,0,0,null,{"$f":"ROUND(AJ94*Beregn1!$F$30,4)","v":0},{"$f":"ROUND(AK94*Beregn1!$F$30,4)","v":0},{"$f":"ROUND(AL94*Beregn1!$F$30,4)","v":0},{"$f":"ROUND(AM94*Beregn1!$F$30,4)","v":0},{"$f":"ROUND(AN94*Beregn1!$F$30,4)","v":0}]
[null,null,null,null,null,null,null,null,null,null,null,null,null,null,null,null,null,null,null,null,null,null,null,null,null,null,null,null,null,null,null,{"$f":"IF(OR(AC95=0,AC95=-1),Beregn1!$E$36,AC95)","v":41},true,{"$f":"IF(AND(AF95=41,AG95=FALSE),Beregn1!$E$36,AC95)","v":0},null,0,0,0,0,0,null,{"$f":"ROUND(AJ95*Beregn1!$F$30,4)","v":0},{"$f":"ROUND(AK95*Beregn1!$F$30,4)","v":0},{"$f":"ROUND(AL95*Beregn1!$F$30,4)","v":0},{"$f":"ROUND(AM95*Beregn1!$F$30,4)","v":0},{"$f":"ROUND(AN95*Beregn1!$F$30,4)","v":0}]
[null,null,null,null,null,null,null,null,null,null,null,null,null,null,null,null,null,null,null,null,null,null,null,null,null,null,null,null,null,null,null,{"$f":"IF(OR(AC96=0,AC96=-1),Beregn1!$E$36,AC96)","v":41},true,{"$f":"IF(AND(AF96=41,AG96=FALSE),Beregn1!$E$36,AC96)","v":0},null,0,0,0,0,0,null,{"$f":"ROUND(AJ96*Beregn1!$F$30,4)","v":0},{"$f":"ROUND(AK96*Beregn1!$F$30,4)","v":0},{"$f":"ROUND(AL96*Beregn1!$F$30,4)","v":0},{"$f":"ROUND(AM96*Beregn1!$F$30,4)","v":0},{"$f":"ROUND(AN96*Beregn1!$F$30,4)","v":0}]
[null,null,null,null,null,null,null,null,null,null,null,null,null,null,null,null,null,null,null,null,null,null,null,null,null,null,null,null,null,null,null,{"$f":"IF(OR(AC97=0,AC97=-1),Beregn1!$E$36,AC97)","v":41},true,{"$f":"IF(AND(AF97=41,AG97=FALSE),Beregn1!$E$36,AC97)","v":0},null,0,0,0,0,0,null,{"$f":"ROUND(AJ97*Beregn1!$F$30,4)","v":0},{"$f":"ROUND(AK97*Beregn1!$F$30,4)","v":0},{"$f":"ROUND(AL97*Beregn1!$F$30,4)","v":0},{"$f":"ROUND(AM97*Beregn1!$F$30,4)","v":0},{"$f":"ROUND(AN97*Beregn1!$F$30,4)","v":0}]
[null,null,null,null,null,null,null,null,null,null,null,null,null,null,null,null,null,null,null,null,null,null,null,null,null,null,null,null,null,null,null,{"$f":"IF(OR(AC98=0,AC98=-1),Beregn1!$E$36,AC98)","v":41},true,{"$f":"IF(AND(AF98=41,AG98=FALSE),Beregn1!$E$36,AC98)","v":0},null,0,0,0,0,0,null,{"$f":"ROUND(AJ98*Beregn1!$F$30,4)","v":0},{"$f":"ROUND(AK98*Beregn1!$F$30,4)","v":0},{"$f":"ROUND(AL98*Beregn1!$F$30,4)","v":0},{"$f":"ROUND(AM98*Beregn1!$F$30,4)","v":0},{"$f":"ROUND(AN98*Beregn1!$F$30,4)","v":0}]
[null,null,null,null,null,null,null,null,null,null,null,null,null,null,null,null,null,null,null,null,null,null,null,null,null,null,null,null,null,null,null,{"$f":"IF(OR(AC99=0,AC99=-1),Beregn1!$E$36,AC99)","v":41},true,{"$f":"IF(AND(AF99=41,AG99=FALSE),Beregn1!$E$36,AC99)","v":0},null,0,0,0,0,0,null,{"$f":"ROUND(AJ99*Beregn1!$F$30,4)","v":0},{"$f":"ROUND(AK99*Beregn1!$F$30,4)","v":0},{"$f":"ROUND(AL99*Beregn1!$F$30,4)","v":0},{"$f":"ROUND(AM99*Beregn1!$F$30,4)","v":0},{"$f":"ROUND(AN99*Beregn1!$F$30,4)","v":0}]
[null,null,null,null,null,null,null,null,null,null,null,null,null,null,null,null,null,null,null,null,null,null,null,null,null,null,null,null,null,null,null,{"$f":"IF(OR(AC100=0,AC100=-1),Beregn1!$E$36,AC100)","v":41},true,{"$f":"IF(AND(AF100=41,AG100=FALSE),Beregn1!$E$36,AC100)","v":0},null,0,0,0,0,0,null,{"$f":"ROUND(AJ100*Beregn1!$F$30,4)","v":0},{"$f":"ROUND(AK100*Beregn1!$F$30,4)","v":0},{"$f":"ROUND(AL100*Beregn1!$F$30,4)","v":0},{"$f":"ROUND(AM100*Beregn1!$F$30,4)","v":0},{"$f":"ROUND(AN100*Beregn1!$F$30,4)","v":0}]
[null,null,null,null,null,null,null,null,null,null,null,null,null,null,null,null,null,null,null,null,null,null,null,null,null,null,null,null,null,null,null,{"$f":"IF(OR(AC101=0,AC101=-1),Beregn1!$E$36,AC101)","v":41},true,{"$f":"IF(AND(AF101=41,AG101=FALSE),Beregn1!$E$36,AC101)","v":0},null,0,0,0,0,0,null,{"$f":"ROUND(AJ101*Beregn1!$F$30,4)","v":0},{"$f":"ROUND(AK101*Beregn1!$F$30,4)","v":0},{"$f":"ROUND(AL101*Beregn1!$F$30,4)","v":0},{"$f":"ROUND(AM101*Beregn1!$F$30,4)","v":0},{"$f":"ROUND(AN101*Beregn1!$F$30,4)","v":0}]
[null,null,null,null,null,null,null,null,null,null,null,null,null,null,null,null,null,null,null,null,null,null,null,null,null,null,null,null,null,null,null,{"$f":"IF(OR(AC102=0,AC102=-1),Beregn1!$E$36,AC102)","v":41},true,{"$f":"IF(AND(AF102=41,AG102=FALSE),Beregn1!$E$36,AC102)","v":0},null,0,0,0,0,0,null,{"$f":"ROUND(AJ102*Beregn1!$F$30,4)","v":0},{"$f":"ROUND(AK102*Beregn1!$F$30,4)","v":0},{"$f":"ROUND(AL102*Beregn1!$F$30,4)","v":0},{"$f":"ROUND(AM102*Beregn1!$F$30,4)","v":0},{"$f":"ROUND(AN102*Beregn1!$F$30,4)","v":0}]
[null,null,null,null,null,null,null,null,null,null,null,null,null,null,null,null,null,null,null,null,null,null,null,null,null,null,null,null,null,null,null,{"$f":"IF(OR(AC103=0,AC103=-1),Beregn1!$E$36,AC103)","v":41},true,{"$f":"IF(AND(AF103=41,AG103=FALSE),Beregn1!$E$36,AC103)","v":0},null,0,0,0,0,0,null,{"$f":"ROUND(AJ103*Beregn1!$F$30,4)","v":0},{"$f":"ROUND(AK103*Beregn1!$F$30,4)","v":0},{"$f":"ROUND(AL103*Beregn1!$F$30,4)","v":0},{"$f":"ROUND(AM103*Beregn1!$F$30,4)","v":0},{"$f":"ROUND(AN103*Beregn1!$F$30,4)","v":0}]
[null,null,null,null,null,null,null,null,null,null,null,null,null,null,null,null,null,null,null,null,null,null,null,null,null,null,null,null,null,null,null,{"$f":"IF(OR(AC104=0,AC104=-1),Beregn1!$E$36,AC104)","v":41},true,{"$f":"IF(AND(AF104=41,AG104=FALSE),Beregn1!$E$36,AC104)","v":0},null,0,0,0,0,0,null,{"$f":"ROUND(AJ104*Beregn1!$F$30,4)","v":0},{"$f":"ROUND(AK104*Beregn1!$F$30,4)","v":0},{"$f":"ROUND(AL104*Beregn1!$F$30,4)","v":0},{"$f":"ROUND(AM104*Beregn1!$F$30,4)","v":0},{"$f":"ROUND(AN104*Beregn1!$F$30,4)","v":0}]
[null,null,null,null,null,null,null,null,null,null,null,null,null,null,null,null,null,null,null,null,null,null,null,null,null,null,null,null,null,null,null,{"$f":"IF(OR(AC105=0,AC105=-1),Beregn1!$E$36,AC105)","v":41},true,{"$f":"IF(AND(AF105=41,AG105=FALSE),Beregn1!$E$36,AC105)","v":0},null,0,0,0,0,0,null,{"$f":"ROUND(AJ105*Beregn1!$F$30,4)","v":0},{"$f":"ROUND(AK105*Beregn1!$F$30,4)","v":0},{"$f":"ROUND(AL105*Beregn1!$F$30,4)","v":0},{"$f":"ROUND(AM105*Beregn1!$F$30,4)","v":0},{"$f":"ROUND(AN105*Beregn1!$F$30,4)","v":0}]
[null,null,null,null,null,null,null,null,null,null,null,null,null,null,null,null,null,null,null,null,null,null,null,null,null,null,null,null,null,null,null,{"$f":"IF(OR(AC106=0,AC106=-1),Beregn1!$E$36,AC106)","v":41},true,{"$f":"IF(AND(AF106=41,AG106=FALSE),Beregn1!$E$36,AC106)","v":0},null,0,0,0,0,0,null,{"$f":"ROUND(AJ106*Beregn1!$F$30,4)","v":0},{"$f":"ROUND(AK106*Beregn1!$F$30,4)","v":0},{"$f":"ROUND(AL106*Beregn1!$F$30,4)","v":0},{"$f":"ROUND(AM106*Beregn1!$F$30,4)","v":0},{"$f":"ROUND(AN106*Beregn1!$F$30,4)","v":0}]
[null,null,null,null,null,null,null,null,null,null,null,null,null,null,null,null,null,null,null,null,null,null,null,null,null,null,null,null,null,null,null,{"$f":"IF(OR(AC107=0,AC107=-1),Beregn1!$E$36,AC107)","v":41},true,{"$f":"IF(AND(AF107=41,AG107=FALSE),Beregn1!$E$36,AC107)","v":0},null,0,0,0,0,0,null,{"$f":"ROUND(AJ107*Beregn1!$F$30,4)","v":0},{"$f":"ROUND(AK107*Beregn1!$F$30,4)","v":0},{"$f":"ROUND(AL107*Beregn1!$F$30,4)","v":0},{"$f":"ROUND(AM107*Beregn1!$F$30,4)","v":0},{"$f":"ROUND(AN107*Beregn1!$F$30,4)","v":0}]
[null,null,null,null,null,null,null,null,null,null,null,null,null,null,null,null,null,null,null,null,null,null,null,null,null,null,null,null,null,null,null,{"$f":"IF(OR(AC108=0,AC108=-1),Beregn1!$E$36,AC108)","v":41},true,{"$f":"IF(AND(AF108=41,AG108=FALSE),Beregn1!$E$36,AC108)","v":0},null,0,0,0,0,0,null,{"$f":"ROUND(AJ108*Beregn1!$F$30,4)","v":0},{"$f":"ROUND(AK108*Beregn1!$F$30,4)","v":0},{"$f":"ROUND(AL108*Beregn1!$F$30,4)","v":0},{"$f":"ROUND(AM108*Beregn1!$F$30,4)","v":0},{"$f":"ROUND(AN108*Beregn1!$F$30,4)","v":0}]
[null,null,null,null,null,null,null,null,null,null,null,null,null,null,null,null,null,null,null,null,null,null,null,null,null,null,null,null,null,null,null,{"$f":"IF(OR(AC109=0,AC109=-1),Beregn1!$E$36,AC109)","v":41},true,{"$f":"IF(AND(AF109=41,AG109=FALSE),Beregn1!$E$36,AC109)","v":0},null,0,0,0,0,0,null,{"$f":"ROUND(AJ109*Beregn1!$F$30,4)","v":0},{"$f":"ROUND(AK109*Beregn1!$F$30,4)","v":0},{"$f":"ROUND(AL109*Beregn1!$F$30,4)","v":0},{"$f":"ROUND(AM109*Beregn1!$F$30,4)","v":0},{"$f":"ROUND(AN109*Beregn1!$F$30,4)","v":0}]
[null,null,null,null,null,null,null,null,null,null,null,null,null,null,null,null,null,null,null,null,null,null,null,null,null,null,null,null,null,null,null,{"$f":"IF(OR(AC110=0,AC110=-1),Beregn1!$E$36,AC110)","v":41},true,{"$f":"IF(AND(AF110=41,AG110=FALSE),Beregn1!$E$36,AC110)","v":0},null,0,0,0,0,0,null,{"$f":"ROUND(AJ110*Beregn1!$F$30,4)","v":0},{"$f":"ROUND(AK110*Beregn1!$F$30,4)","v":0},{"$f":"ROUND(AL110*Beregn1!$F$30,4)","v":0},{"$f":"ROUND(AM110*Beregn1!$F$30,4)","v":0},{"$f":"ROUND(AN110*Beregn1!$F$30,4)","v":0}]
[null,null,null,null,null,null,null,null,null,null,null,null,null,null,null,null,null,null,null,null,null,null,null,null,null,null,null,null,null,null,null,{"$f":"IF(OR(AC111=0,AC111=-1),Beregn1!$E$36,AC111)","v":41},true,{"$f":"IF(AND(AF111=41,AG111=FALSE),Beregn1!$E$36,AC111)","v":0},null,0,0,0,0,0,null,{"$f":"ROUND(AJ111*Beregn1!$F$30,4)","v":0},{"$f":"ROUND(AK111*Beregn1!$F$30,4)","v":0},{"$f":"ROUND(AL111*Beregn1!$F$30,4)","v":0},{"$f":"ROUND(AM111*Beregn1!$F$30,4)","v":0},{"$f":"ROUND(AN111*Beregn1!$F$30,4)","v":0}]
[null,null,null,null,null,null,null,null,null,null,null,null,null,null,null,null,null,null,null,null,null,null,null,null,null,null,null,null,null,null,null,{"$f":"IF(OR(AC112=0,AC112=-1),Beregn1!$E$36,AC112)","v":41},true,{"$f":"IF(AND(AF112=41,AG112=FALSE),Beregn1!$E$36,AC112)","v":0},null,0,0,0,0,0,null,{"$f":"ROUND(AJ112*Beregn1!$F$30,4)","v":0},{"$f":"ROUND(AK112*Beregn1!$F$30,4)","v":0},{"$f":"ROUND(AL112*Beregn1!$F$30,4)","v":0},{"$f":"ROUND(AM112*Beregn1!$F$30,4)","v":0},{"$f":"ROUND(AN112*Beregn1!$F$30,4)","v":0}]
[null,null,null,null,null,null,null,null,null,null,null,null,null,null,null,null,null,null,null,null,null,null,null,null,null,null,null,null,null,null,null,{"$f":"IF(OR(AC113=0,AC113=-1),Beregn1!$E$36,AC113)","v":41},true,{"$f":"IF(AND(AF113=41,AG113=FALSE),Beregn1!$E$36,AC113)","v":0},null,0,0,0,0,0,null,{"$f":"ROUND(AJ113*Beregn1!$F$30,4)","v":0},{"$f":"ROUND(AK113*Beregn1!$F$30,4)","v":0},{"$f":"ROUND(AL113*Beregn1!$F$30,4)","v":0},{"$f":"ROUND(AM113*Beregn1!$F$30,4)","v":0},{"$f":"ROUND(AN113*Beregn1!$F$30,4)","v":0}]
[null,null,null,null,null,null,null,null,null,null,null,null,null,null,null,null,null,null,null,null,null,null,null,null,null,null,null,null,null,null,null,{"$f":"IF(OR(AC114=0,AC114=-1),Beregn1!$E$36,AC114)","v":41},true,{"$f":"IF(AND(AF114=41,AG114=FALSE),Beregn1!$E$36,AC114)","v":0},null,0,0,0,0,0,null,{"$f":"ROUND(AJ114*Beregn1!$F$30,4)","v":0},{"$f":"ROUND(AK114*Beregn1!$F$30,4)","v":0},{"$f":"ROUND(AL114*Beregn1!$F$30,4)","v":0},{"$f":"ROUND(AM114*Beregn1!$F$30,4)","v":0},{"$f":"ROUND(AN114*Beregn1!$F$30,4)","v":0}]
[null,null,null,null,null,null,null,null,null,null,null,null,null,null,null,null,null,null,null,null,null,null,null,null,null,null,null,null,null,null,null,{"$f":"IF(OR(AC115=0,AC115=-1),Beregn1!$E$36,AC115)","v":41},true,{"$f":"IF(AND(AF115=41,AG115=FALSE),Beregn1!$E$36,AC115)","v":0},null,0,0,0,0,0,null,{"$f":"ROUND(AJ115*Beregn1!$F$30,4)","v":0},{"$f":"ROUND(AK115*Beregn1!$F$30,4)","v":0},{"$f":"ROUND(AL115*Beregn1!$F$30,4)","v":0},{"$f":"ROUND(AM115*Beregn1!$F$30,4)","v":0},{"$f":"ROUND(AN115*Beregn1!$F$30,4)","v":0}]
[null,null,null,null,null,null,null,null,null,null,null,null,null,null,null,null,null,null,null,null,null,null,null,null,null,null,null,null,null,null,null,{"$f":"IF(OR(AC116=0,AC116=-1),Beregn1!$E$36,AC116)","v":41},true,{"$f":"IF(AND(AF116=41,AG116=FALSE),Beregn1!$E$36,AC116)","v":0},null,0,0,0,0,0,null,{"$f":"ROUND(AJ116*Beregn1!$F$30,4)","v":0},{"$f":"ROUND(AK116*Beregn1!$F$30,4)","v":0},{"$f":"ROUND(AL116*Beregn1!$F$30,4)","v":0},{"$f":"ROUND(AM116*Beregn1!$F$30,4)","v":0},{"$f":"ROUND(AN116*Beregn1!$F$30,4)","v":0}]
[null,null,null,null,null,null,null,null,null,null,null,null,null,null,null,null,null,null,null,null,null,null,null,null,null,null,null,null,null,null,null,{"$f":"IF(OR(AC117=0,AC117=-1),Beregn1!$E$36,AC117)","v":41},true,{"$f":"IF(AND(AF117=41,AG117=FALSE),Beregn1!$E$36,AC117)","v":0},null,0,0,0,0,0,null,{"$f":"ROUND(AJ117*Beregn1!$F$30,4)","v":0},{"$f":"ROUND(AK117*Beregn1!$F$30,4)","v":0},{"$f":"ROUND(AL117*Beregn1!$F$30,4)","v":0},{"$f":"ROUND(AM117*Beregn1!$F$30,4)","v":0},{"$f":"ROUND(AN117*Beregn1!$F$30,4)","v":0}]
[null,null,null,null,null,null,null,null,null,null,null,null,null,null,null,null,null,null,null,null,null,null,null,null,null,null,null,null,null,null,null,{"$f":"IF(OR(AC118=0,AC118=-1),Beregn1!$E$36,AC118)","v":41},true,{"$f":"IF(AND(AF118=41,AG118=FALSE),Beregn1!$E$36,AC118)","v":0},null,0,0,0,0,0,null,{"$f":"ROUND(AJ118*Beregn1!$F$30,4)","v":0},{"$f":"ROUND(AK118*Beregn1!$F$30,4)","v":0},{"$f":"ROUND(AL118*Beregn1!$F$30,4)","v":0},{"$f":"ROUND(AM118*Beregn1!$F$30,4)","v":0},{"$f":"ROUND(AN118*Beregn1!$F$30,4)","v":0}]
[null,null,null,null,null,null,null,null,null,null,null,null,null,null,null,null,null,null,null,null,null,null,null,null,null,null,null,null,null,null,null,{"$f":"IF(OR(AC119=0,AC119=-1),Beregn1!$E$36,AC119)","v":41},true,{"$f":"IF(AND(AF119=41,AG119=FALSE),Beregn1!$E$36,AC119)","v":0},null,0,0,0,0,0,null,{"$f":"ROUND(AJ119*Beregn1!$F$30,4)","v":0},{"$f":"ROUND(AK119*Beregn1!$F$30,4)","v":0},{"$f":"ROUND(AL119*Beregn1!$F$30,4)","v":0},{"$f":"ROUND(AM119*Beregn1!$F$30,4)","v":0},{"$f":"ROUND(AN119*Beregn1!$F$30,4)","v":0}]
[null,null,null,null,null,null,null,null,null,null,null,null,null,null,null,null,null,null,null,null,null,null,null,null,null,null,null,null,null,null,null,{"$f":"IF(OR(AC120=0,AC120=-1),Beregn1!$E$36,AC120)","v":41},true,{"$f":"IF(AND(AF120=41,AG120=FALSE),Beregn1!$E$36,AC120)","v":0},null,0,0,0,0,0,null,{"$f":"ROUND(AJ120*Beregn1!$F$30,4)","v":0},{"$f":"ROUND(AK120*Beregn1!$F$30,4)","v":0},{"$f":"ROUND(AL120*Beregn1!$F$30,4)","v":0},{"$f":"ROUND(AM120*Beregn1!$F$30,4)","v":0},{"$f":"ROUND(AN120*Beregn1!$F$30,4)","v":0}]
[null,null,null,null,null,null,null,null,null,null,null,null,null,null,null,null,null,null,null,null,null,null,null,null,null,null,null,null,null,null,null,{"$f":"IF(OR(AC121=0,AC121=-1),Beregn1!$E$36,AC121)","v":41},true,{"$f":"IF(AND(AF121=41,AG121=FALSE),Beregn1!$E$36,AC121)","v":0},null,0,0,0,0,0,null,{"$f":"ROUND(AJ121*Beregn1!$F$30,4)","v":0},{"$f":"ROUND(AK121*Beregn1!$F$30,4)","v":0},{"$f":"ROUND(AL121*Beregn1!$F$30,4)","v":0},{"$f":"ROUND(AM121*Beregn1!$F$30,4)","v":0},{"$f":"ROUND(AN121*Beregn1!$F$30,4)","v":0}]
[null,null,null,null,null,null,null,null,null,null,null,null,null,null,null,null,null,null,null,null,null,null,null,null,null,null,null,null,null,null,null,{"$f":"IF(OR(AC122=0,AC122=-1),Beregn1!$E$36,AC122)","v":41},true,{"$f":"IF(AND(AF122=41,AG122=FALSE),Beregn1!$E$36,AC122)","v":0},null,0,0,0,0,0,null,{"$f":"ROUND(AJ122*Beregn1!$F$30,4)","v":0},{"$f":"ROUND(AK122*Beregn1!$F$30,4)","v":0},{"$f":"ROUND(AL122*Beregn1!$F$30,4)","v":0},{"$f":"ROUND(AM122*Beregn1!$F$30,4)","v":0},{"$f":"ROUND(AN122*Beregn1!$F$30,4)","v":0}]
[null,null,null,null,null,null,null,null,null,null,null,null,null,null,null,null,null,null,null,null,null,null,null,null,null,null,null,null,null,null,null,{"$f":"IF(OR(AC123=0,AC123=-1),Beregn1!$E$36,AC123)","v":41},true,{"$f":"IF(AND(AF123=41,AG123=FALSE),Beregn1!$E$36,AC123)","v":0},null,0,0,0,0,0,null,{"$f":"ROUND(AJ123*Beregn1!$F$30,4)","v":0},{"$f":"ROUND(AK123*Beregn1!$F$30,4)","v":0},{"$f":"ROUND(AL123*Beregn1!$F$30,4)","v":0},{"$f":"ROUND(AM123*Beregn1!$F$30,4)","v":0},{"$f":"ROUND(AN123*Beregn1!$F$30,4)","v":0}]
[null,null,null,null,null,null,null,null,null,null,null,null,null,null,null,null,null,null,null,null,null,null,null,null,null,null,null,null,null,null,null,{"$f":"IF(OR(AC124=0,AC124=-1),Beregn1!$E$36,AC124)","v":41},true,{"$f":"IF(AND(AF124=41,AG124=FALSE),Beregn1!$E$36,AC124)","v":0},null,0,0,0,0,0,null,{"$f":"ROUND(AJ124*Beregn1!$F$30,4)","v":0},{"$f":"ROUND(AK124*Beregn1!$F$30,4)","v":0},{"$f":"ROUND(AL124*Beregn1!$F$30,4)","v":0},{"$f":"ROUND(AM124*Beregn1!$F$30,4)","v":0},{"$f":"ROUND(AN124*Beregn1!$F$30,4)","v":0}]
[null,null,null,null,null,null,null,null,null,null,null,null,null,null,null,null,null,null,null,null,null,null,null,null,null,null,null,null,null,null,null,{"$f":"IF(OR(AC125=0,AC125=-1),Beregn1!$E$36,AC125)","v":41},true,{"$f":"IF(AND(AF125=41,AG125=FALSE),Beregn1!$E$36,AC125)","v":0},null,0,0,0,0,0,null,{"$f":"ROUND(AJ125*Beregn1!$F$30,4)","v":0},{"$f":"ROUND(AK125*Beregn1!$F$30,4)","v":0},{"$f":"ROUND(AL125*Beregn1!$F$30,4)","v":0},{"$f":"ROUND(AM125*Beregn1!$F$30,4)","v":0},{"$f":"ROUND(AN125*Beregn1!$F$30,4)","v":0}]
[null,null,null,null,null,null,null,null,null,null,null,null,null,null,null,null,null,null,null,null,null,null,null,null,null,null,null,null,null,null,null,{"$f":"IF(OR(AC126=0,AC126=-1),Beregn1!$E$36,AC126)","v":41},true,{"$f":"IF(AND(AF126=41,AG126=FALSE),Beregn1!$E$36,AC126)","v":0},null,0,0,0,0,0,null,{"$f":"ROUND(AJ126*Beregn1!$F$30,4)","v":0},{"$f":"ROUND(AK126*Beregn1!$F$30,4)","v":0},{"$f":"ROUND(AL126*Beregn1!$F$30,4)","v":0},{"$f":"ROUND(AM126*Beregn1!$F$30,4)","v":0},{"$f":"ROUND(AN126*Beregn1!$F$30,4)","v":0}]
[null,null,null,null,null,null,null,null,null,null,null,null,null,null,null,null,null,null,null,null,null,null,null,null,null,null,null,null,null,null,null,{"$f":"IF(OR(AC127=0,AC127=-1),Beregn1!$E$36,AC127)","v":41},true,{"$f":"IF(AND(AF127=41,AG127=FALSE),Beregn1!$E$36,AC127)","v":0},null,0,0,0,0,0,null,{"$f":"ROUND(AJ127*Beregn1!$F$30,4)","v":0},{"$f":"ROUND(AK127*Beregn1!$F$30,4)","v":0},{"$f":"ROUND(AL127*Beregn1!$F$30,4)","v":0},{"$f":"ROUND(AM127*Beregn1!$F$30,4)","v":0},{"$f":"ROUND(AN127*Beregn1!$F$30,4)","v":0}]
[null,null,null,null,null,null,null,null,null,null,null,null,null,null,null,null,null,null,null,null,null,null,null,null,null,null,null,null,null,null,null,{"$f":"IF(OR(AC128=0,AC128=-1),Beregn1!$E$36,AC128)","v":41},true,{"$f":"IF(AND(AF128=41,AG128=FALSE),Beregn1!$E$36,AC128)","v":0},null,0,0,0,0,0,null,{"$f":"ROUND(AJ128*Beregn1!$F$30,4)","v":0},{"$f":"ROUND(AK128*Beregn1!$F$30,4)","v":0},{"$f":"ROUND(AL128*Beregn1!$F$30,4)","v":0},{"$f":"ROUND(AM128*Beregn1!$F$30,4)","v":0},{"$f":"ROUND(AN128*Beregn1!$F$30,4)","v":0}]
[null,null,null,null,null,null,null,null,null,null,null,null,null,null,null,null,null,null,null,null,null,null,null,null,null,null,null,null,null,null,null,{"$f":"IF(OR(AC129=0,AC129=-1),Beregn1!$E$36,AC129)","v":41},true,{"$f":"IF(AND(AF129=41,AG129=FALSE),Beregn1!$E$36,AC129)","v":0},null,0,0,0,0,0,null,{"$f":"ROUND(AJ129*Beregn1!$F$30,4)","v":0},{"$f":"ROUND(AK129*Beregn1!$F$30,4)","v":0},{"$f":"ROUND(AL129*Beregn1!$F$30,4)","v":0},{"$f":"ROUND(AM129*Beregn1!$F$30,4)","v":0},{"$f":"ROUND(AN129*Beregn1!$F$30,4)","v":0}]
[null,null,null,null,null,null,null,null,null,null,null,null,null,null,null,null,null,null,null,null,null,null,null,null,null,null,null,null,null,null,null,{"$f":"IF(OR(AC130=0,AC130=-1),Beregn1!$E$36,AC130)","v":41},true,{"$f":"IF(AND(AF130=41,AG130=FALSE),Beregn1!$E$36,AC130)","v":0},null,{"$f":"INDEX($T130:$AD130,MATCH(\"Evaporated\",$T$1:$AD$1,0))","v":0},{"$f":"INDEX($T130:$AD130,MATCH(\"Drained\",$T$1:$AD$1,0))","v":0},{"$f":"INDEX($T130:$AD130,MATCH(\"Overflow\",$T$1:$AD$1,0))","v":0},{"$f":"AH130","v":0},{"$f":"INDEX($T130:$AD130,MATCH(\"Available_Volume\",$T$1:$AD$1,0))","v":0},null,{"$f":"ROUND(AJ130*Beregn1!$F$30,4)","v":0},{"$f":"ROUND(AK130*Beregn1!$F$30,4)","v":0},{"$f":"ROUND(AL130*Beregn1!$F$30,4)","v":0},{"$f":"ROUND(AM130*Beregn1!$F$30,4)","v":0},{"$f":"ROUND(AN130*Beregn1!$F$30,4)","v":0}]
[null,null,null,null,null,null,null,null,null,null,null,null,null,null,null,null,null,null,null,null,null,null,null,null,null,null,null,null,null,null,null,{"$f":"IF(OR(AC131=0,AC131=-1),Beregn1!$E$36,AC131)","v":41},{"$f":"ISBLANK(AC131)","v":true},{"$f":"IF(AND(AF131=41,AG131=FALSE),Beregn1!$E$36,AC131)","v":0},null,0,0,0,0,0,null,{"$f":"ROUND(AJ131*Beregn1!$F$30,4)","v":0},{"$f":"ROUND(AK131*Beregn1!$F$30,4)","v":0},{"$f":"ROUND(AL131*Beregn1!$F$30,4)","v":0},{"$f":"ROUND(AM131*Beregn1!$F$30,4)","v":0},{"$f":"ROUND(AN131*Beregn1!$F$30,4)","v":0}]
[null,null,null,null,null,null,null,null,null,null,null,null,null,null,null,null,null,null,null,null,null,null,null,null,null,null,null,null,null,null,null,{"$f":"IF(OR(AC132=0,AC132=-1),Beregn1!$E$36,AC132)","v":41},true,{"$f":"IF(AND(AF132=41,AG132=FALSE),Beregn1!$E$36,AC132)","v":0},null,0,0,0,0,0,null,{"$f":"ROUND(AJ132*Beregn1!$F$30,4)","v":0},{"$f":"ROUND(AK132*Beregn1!$F$30,4)","v":0},{"$f":"ROUND(AL132*Beregn1!$F$30,4)","v":0},{"$f":"ROUND(AM132*Beregn1!$F$30,4)","v":0},{"$f":"ROUND(AN132*Beregn1!$F$30,4)","v":0}]
[null,null,null,null,null,null,null,null,null,null,null,null,null,null,null,null,null,null,null,null,null,null,null,null,null,null,null,null,null,null,null,{"$f":"IF(OR(AC133=0,AC133=-1),Beregn1!$E$36,AC133)","v":41},true,{"$f":"IF(AND(AF133=41,AG133=FALSE),Beregn1!$E$36,AC133)","v":0},null,0,0,0,0,0,null,{"$f":"ROUND(AJ133*Beregn1!$F$30,4)","v":0},{"$f":"ROUND(AK133*Beregn1!$F$30,4)","v":0},{"$f":"ROUND(AL133*Beregn1!$F$30,4)","v":0},{"$f":"ROUND(AM133*Beregn1!$F$30,4)","v":0},{"$f":"ROUND(AN133*Beregn1!$F$30,4)","v":0}]
[null,null,null,null,null,null,null,null,null,null,null,null,null,null,null,null,null,null,null,null,null,null,null,null,null,null,null,null,null,null,null,{"$f":"IF(OR(AC134=0,AC134=-1),Beregn1!$E$36,AC134)","v":41},true,{"$f":"IF(AND(AF134=41,AG134=FALSE),Beregn1!$E$36,AC134)","v":0},null,0,0,0,0,0,null,{"$f":"ROUND(AJ134*Beregn1!$F$30,4)","v":0},{"$f":"ROUND(AK134*Beregn1!$F$30,4)","v":0},{"$f":"ROUND(AL134*Beregn1!$F$30,4)","v":0},{"$f":"ROUND(AM134*Beregn1!$F$30,4)","v":0},{"$f":"ROUND(AN134*Beregn1!$F$30,4)","v":0}]
[null,null,null,null,null,null,null,null,null,null,null,null,null,null,null,null,null,null,null,null,null,null,null,null,null,null,null,null,null,null,null,{"$f":"IF(OR(AC135=0,AC135=-1),Beregn1!$E$36,AC135)","v":41},true,{"$f":"IF(AND(AF135=41,AG135=FALSE),Beregn1!$E$36,AC135)","v":0},null,0,0,0,0,0,null,{"$f":"ROUND(AJ135*Beregn1!$F$30,4)","v":0},{"$f":"ROUND(AK135*Beregn1!$F$30,4)","v":0},{"$f":"ROUND(AL135*Beregn1!$F$30,4)","v":0},{"$f":"ROUND(AM135*Beregn1!$F$30,4)","v":0},{"$f":"ROUND(AN135*Beregn1!$F$30,4)","v":0}]
[null,null,null,null,null,null,null,null,null,null,null,null,null,null,null,null,null,null,null,null,null,null,null,null,null,null,null,null,null,null,null,{"$f":"IF(OR(AC136=0,AC136=-1),Beregn1!$E$36,AC136)","v":41},true,{"$f":"IF(AND(AF136=41,AG136=FALSE),Beregn1!$E$36,AC136)","v":0},null,0,0,0,0,0,null,{"$f":"ROUND(AJ136*Beregn1!$F$30,4)","v":0},{"$f":"ROUND(AK136*Beregn1!$F$30,4)","v":0},{"$f":"ROUND(AL136*Beregn1!$F$30,4)","v":0},{"$f":"ROUND(AM136*Beregn1!$F$30,4)","v":0},{"$f":"ROUND(AN136*Beregn1!$F$30,4)","v":0}]
[null,null,null,null,null,null,null,null,null,null,null,null,null,null,null,null,null,null,null,null,null,null,null,null,null,null,null,null,null,null,null,{"$f":"IF(OR(AC137=0,AC137=-1),Beregn1!$E$36,AC137)","v":41},true,{"$f":"IF(AND(AF137=41,AG137=FALSE),Beregn1!$E$36,AC137)","v":0},null,0,0,0,0,0,null,{"$f":"ROUND(AJ137*Beregn1!$F$30,4)","v":0},{"$f":"ROUND(AK137*Beregn1!$F$30,4)","v":0},{"$f":"ROUND(AL137*Beregn1!$F$30,4)","v":0},{"$f":"ROUND(AM137*Beregn1!$F$30,4)","v":0},{"$f":"ROUND(AN137*Beregn1!$F$30,4)","v":0}]
[null,null,null,null,null,null,null,null,null,null,null,null,null,null,null,null,null,null,null,null,null,null,null,null,null,null,null,null,null,null,null,{"$f":"IF(OR(AC138=0,AC138=-1),Beregn1!$E$36,AC138)","v":41},true,{"$f":"IF(AND(AF138=41,AG138=FALSE),Beregn1!$E$36,AC138)","v":0},null,0,0,0,0,0,null,{"$f":"ROUND(AJ138*Beregn1!$F$30,4)","v":0},{"$f":"ROUND(AK138*Beregn1!$F$30,4)","v":0},{"$f":"ROUND(AL138*Beregn1!$F$30,4)","v":0},{"$f":"ROUND(AM138*Beregn1!$F$30,4)","v":0},{"$f":"ROUND(AN138*Beregn1!$F$30,4)","v":0}]
[null,null,null,null,null,null,null,null,null,null,null,null,null,null,null,null,null,null,null,null,null,null,null,null,null,null,null,null,null,null,null,{"$f":"IF(OR(AC139=0,AC139=-1),Beregn1!$E$36,AC139)","v":41},true,{"$f":"IF(AND(AF139=41,AG139=FALSE),Beregn1!$E$36,AC139)","v":0},null,0,0,0,0,0,null,{"$f":"ROUND(AJ139*Beregn1!$F$30,4)","v":0},{"$f":"ROUND(AK139*Beregn1!$F$30,4)","v":0},{"$f":"ROUND(AL139*Beregn1!$F$30,4)","v":0},{"$f":"ROUND(AM139*Beregn1!$F$30,4)","v":0},{"$f":"ROUND(AN139*Beregn1!$F$30,4)","v":0}]
[null,null,null,null,null,null,null,null,null,null,null,null,null,null,null,null,null,null,null,null,null,null,null,null,null,null,null,null,null,null,null,{"$f":"IF(OR(AC140=0,AC140=-1),Beregn1!$E$36,AC140)","v":41},true,{"$f":"IF(AND(AF140=41,AG140=FALSE),Beregn1!$E$36,AC140)","v":0},null,0,0,0,0,0,null,{"$f":"ROUND(AJ140*Beregn1!$F$30,4)","v":0},{"$f":"ROUND(AK140*Beregn1!$F$30,4)","v":0},{"$f":"ROUND(AL140*Beregn1!$F$30,4)","v":0},{"$f":"ROUND(AM140*Beregn1!$F$30,4)","v":0},{"$f":"ROUND(AN140*Beregn1!$F$30,4)","v":0}]
[null,null,null,null,null,null,null,null,null,null,null,null,null,null,null,null,null,null,null,null,null,null,null,null,null,null,null,null,null,null,null,{"$f":"IF(OR(AC141=0,AC141=-1),Beregn1!$E$36,AC141)","v":41},true,{"$f":"IF(AND(AF141=41,AG141=FALSE),Beregn1!$E$36,AC141)","v":0},null,0,0,0,0,0,null,{"$f":"ROUND(AJ141*Beregn1!$F$30,4)","v":0},{"$f":"ROUND(AK141*Beregn1!$F$30,4)","v":0},{"$f":"ROUND(AL141*Beregn1!$F$30,4)","v":0},{"$f":"ROUND(AM141*Beregn1!$F$30,4)","v":0},{"$f":"ROUND(AN141*Beregn1!$F$30,4)","v":0}]
[null,null,null,null,null,null,null,null,null,null,null,null,null,null,null,null,null,null,null,null,null,null,null,null,null,null,null,null,null,null,null,{"$f":"IF(OR(AC142=0,AC142=-1),Beregn1!$E$36,AC142)","v":41},true,{"$f":"IF(AND(AF142=41,AG142=FALSE),Beregn1!$E$36,AC142)","v":0},null,0,0,0,0,0,null,{"$f":"ROUND(AJ142*Beregn1!$F$30,4)","v":0},{"$f":"ROUND(AK142*Beregn1!$F$30,4)","v":0},{"$f":"ROUND(AL142*Beregn1!$F$30,4)","v":0},{"$f":"ROUND(AM142*Beregn1!$F$30,4)","v":0},{"$f":"ROUND(AN142*Beregn1!$F$30,4)","v":0}]
[null,null,null,null,null,null,null,null,null,null,null,null,null,null,null,null,null,null,null,null,null,null,null,null,null,null,null,null,null,null,null,{"$f":"IF(OR(AC143=0,AC143=-1),Beregn1!$E$36,AC143)","v":41},true,{"$f":"IF(AND(AF143=41,AG143=FALSE),Beregn1!$E$36,AC143)","v":0},null,0,0,0,0,0,null,{"$f":"ROUND(AJ143*Beregn1!$F$30,4)","v":0},{"$f":"ROUND(AK143*Beregn1!$F$30,4)","v":0},{"$f":"ROUND(AL143*Beregn1!$F$30,4)","v":0},{"$f":"ROUND(AM143*Beregn1!$F$30,4)","v":0},{"$f":"ROUND(AN143*Beregn1!$F$30,4)","v":0}]
[null,null,null,null,null,null,null,null,null,null,null,null,null,null,null,null,null,null,null,null,null,null,null,null,null,null,null,null,null,null,null,{"$f":"IF(OR(AC144=0,AC144=-1),Beregn1!$E$36,AC144)","v":41},true,{"$f":"IF(AND(AF144=41,AG144=FALSE),Beregn1!$E$36,AC144)","v":0},null,0,0,0,0,0,null,{"$f":"ROUND(AJ144*Beregn1!$F$30,4)","v":0},{"$f":"ROUND(AK144*Beregn1!$F$30,4)","v":0},{"$f":"ROUND(AL144*Beregn1!$F$30,4)","v":0},{"$f":"ROUND(AM144*Beregn1!$F$30,4)","v":0},{"$f":"ROUND(AN144*Beregn1!$F$30,4)","v":0}]
[null,null,null,null,null,null,null,null,null,null,null,null,null,null,null,null,null,null,null,null,null,null,null,null,null,null,null,null,null,null,null,{"$f":"IF(OR(AC145=0,AC145=-1),Beregn1!$E$36,AC145)","v":41},true,{"$f":"IF(AND(AF145=41,AG145=FALSE),Beregn1!$E$36,AC145)","v":0},null,0,0,0,0,0,null,{"$f":"ROUND(AJ145*Beregn1!$F$30,4)","v":0},{"$f":"ROUND(AK145*Beregn1!$F$30,4)","v":0},{"$f":"ROUND(AL145*Beregn1!$F$30,4)","v":0},{"$f":"ROUND(AM145*Beregn1!$F$30,4)","v":0},{"$f":"ROUND(AN145*Beregn1!$F$30,4)","v":0}]
[null,null,null,null,null,null,null,null,null,null,null,null,null,null,null,null,null,null,null,null,null,null,null,null,null,null,null,null,null,null,null,{"$f":"IF(OR(AC146=0,AC146=-1),Beregn1!$E$36,AC146)","v":41},true,{"$f":"IF(AND(AF146=41,AG146=FALSE),Beregn1!$E$36,AC146)","v":0},null,0,0,0,0,0,null,{"$f":"ROUND(AJ146*Beregn1!$F$30,4)","v":0},{"$f":"ROUND(AK146*Beregn1!$F$30,4)","v":0},{"$f":"ROUND(AL146*Beregn1!$F$30,4)","v":0},{"$f":"ROUND(AM146*Beregn1!$F$30,4)","v":0},{"$f":"ROUND(AN146*Beregn1!$F$30,4)","v":0}]
[null,null,null,null,null,null,null,null,null,null,null,null,null,null,null,null,null,null,null,null,null,null,null,null,null,null,null,null,null,null,null,{"$f":"IF(OR(AC147=0,AC147=-1),Beregn1!$E$36,AC147)","v":41},true,{"$f":"IF(AND(AF147=41,AG147=FALSE),Beregn1!$E$36,AC147)","v":0},null,0,0,0,0,0,null,{"$f":"ROUND(AJ147*Beregn1!$F$30,4)","v":0},{"$f":"ROUND(AK147*Beregn1!$F$30,4)","v":0},{"$f":"ROUND(AL147*Beregn1!$F$30,4)","v":0},{"$f":"ROUND(AM147*Beregn1!$F$30,4)","v":0},{"$f":"ROUND(AN147*Beregn1!$F$30,4)","v":0}]
[null,null,null,null,null,null,null,null,null,null,null,null,null,null,null,null,null,null,null,null,null,null,null,null,null,null,null,null,null,null,null,{"$f":"IF(OR(AC148=0,AC148=-1),Beregn1!$E$36,AC148)","v":41},true,{"$f":"IF(AND(AF148=41,AG148=FALSE),Beregn1!$E$36,AC148)","v":0},null,0,0,0,0,0,null,{"$f":"ROUND(AJ148*Beregn1!$F$30,4)","v":0},{"$f":"ROUND(AK148*Beregn1!$F$30,4)","v":0},{"$f":"ROUND(AL148*Beregn1!$F$30,4)","v":0},{"$f":"ROUND(AM148*Beregn1!$F$30,4)","v":0},{"$f":"ROUND(AN148*Beregn1!$F$30,4)","v":0}]
[null,null,null,null,null,null,null,null,null,null,null,null,null,null,null,null,null,null,null,null,null,null,null,null,null,null,null,null,null,null,null,{"$f":"IF(OR(AC149=0,AC149=-1),Beregn1!$E$36,AC149)","v":41},true,{"$f":"IF(AND(AF149=41,AG149=FALSE),Beregn1!$E$36,AC149)","v":0},null,0,0,0,0,0,null,{"$f":"ROUND(AJ149*Beregn1!$F$30,4)","v":0},{"$f":"ROUND(AK149*Beregn1!$F$30,4)","v":0},{"$f":"ROUND(AL149*Beregn1!$F$30,4)","v":0},{"$f":"ROUND(AM149*Beregn1!$F$30,4)","v":0},{"$f":"ROUND(AN149*Beregn1!$F$30,4)","v":0}]
[null,null,null,null,null,null,null,null,null,null,null,null,null,null,null,null,null,null,null,null,null,null,null,null,null,null,null,null,null,null,null,{"$f":"IF(OR(AC150=0,AC150=-1),Beregn1!$E$36,AC150)","v":41},true,{"$f":"IF(AND(AF150=41,AG150=FALSE),Beregn1!$E$36,AC150)","v":0},null,0,0,0,0,0,null,{"$f":"ROUND(AJ150*Beregn1!$F$30,4)","v":0},{"$f":"ROUND(AK150*Beregn1!$F$30,4)","v":0},{"$f":"ROUND(AL150*Beregn1!$F$30,4)","v":0},{"$f":"ROUND(AM150*Beregn1!$F$30,4)","v":0},{"$f":"ROUND(AN150*Beregn1!$F$30,4)","v":0}]
[null,null,null,null,null,null,null,null,null,null,null,null,null,null,null,null,null,null,null,null,null,null,null,null,null,null,null,null,null,null,null,{"$f":"IF(OR(AC151=0,AC151=-1),Beregn1!$E$36,AC151)","v":41},true,{"$f":"IF(AND(AF151=41,AG151=FALSE),Beregn1!$E$36,AC151)","v":0},null,0,0,0,0,0,null,{"$f":"ROUND(AJ151*Beregn1!$F$30,4)","v":0},{"$f":"ROUND(AK151*Beregn1!$F$30,4)","v":0},{"$f":"ROUND(AL151*Beregn1!$F$30,4)","v":0},{"$f":"ROUND(AM151*Beregn1!$F$30,4)","v":0},{"$f":"ROUND(AN151*Beregn1!$F$30,4)","v":0}]
[null,null,null,null,null,null,null,null,null,null,null,null,null,null,null,null,null,null,null,null,null,null,null,null,null,null,null,null,null,null,null,{"$f":"IF(OR(AC152=0,AC152=-1),Beregn1!$E$36,AC152)","v":41},true,{"$f":"IF(AND(AF152=41,AG152=FALSE),Beregn1!$E$36,AC152)","v":0},null,0,0,0,0,0,null,{"$f":"ROUND(AJ152*Beregn1!$F$30,4)","v":0},{"$f":"ROUND(AK152*Beregn1!$F$30,4)","v":0},{"$f":"ROUND(AL152*Beregn1!$F$30,4)","v":0},{"$f":"ROUND(AM152*Beregn1!$F$30,4)","v":0},{"$f":"ROUND(AN152*Beregn1!$F$30,4)","v":0}]
[null,null,null,null,null,null,null,null,null,null,null,null,null,null,null,null,null,null,null,null,null,null,null,null,null,null,null,null,null,null,null,{"$f":"IF(OR(AC153=0,AC153=-1),Beregn1!$E$36,AC153)","v":41},true,{"$f":"IF(AND(AF153=41,AG153=FALSE),Beregn1!$E$36,AC153)","v":0},null,0,0,0,0,0,null,{"$f":"ROUND(AJ153*Beregn1!$F$30,4)","v":0},{"$f":"ROUND(AK153*Beregn1!$F$30,4)","v":0},{"$f":"ROUND(AL153*Beregn1!$F$30,4)","v":0},{"$f":"ROUND(AM153*Beregn1!$F$30,4)","v":0},{"$f":"ROUND(AN153*Beregn1!$F$30,4)","v":0}]
[null,null,null,null,null,null,null,null,null,null,null,null,null,null,null,null,null,null,null,null,null,null,null,null,null,null,null,null,null,null,null,{"$f":"IF(OR(AC154=0,AC154=-1),Beregn1!$E$36,AC154)","v":41},true,{"$f":"IF(AND(AF154=41,AG154=FALSE),Beregn1!$E$36,AC154)","v":0},null,0,0,0,0,0,null,{"$f":"ROUND(AJ154*Beregn1!$F$30,4)","v":0},{"$f":"ROUND(AK154*Beregn1!$F$30,4)","v":0},{"$f":"ROUND(AL154*Beregn1!$F$30,4)","v":0},{"$f":"ROUND(AM154*Beregn1!$F$30,4)","v":0},{"$f":"ROUND(AN154*Beregn1!$F$30,4)","v":0}]
[null,null,null,null,null,null,null,null,null,null,null,null,null,null,null,null,null,null,null,null,null,null,null,null,null,null,null,null,null,null,null,{"$f":"IF(OR(AC155=0,AC155=-1),Beregn1!$E$36,AC155)","v":41},true,{"$f":"IF(AND(AF155=41,AG155=FALSE),Beregn1!$E$36,AC155)","v":0},null,0,0,0,0,0,null,{"$f":"ROUND(AJ155*Beregn1!$F$30,4)","v":0},{"$f":"ROUND(AK155*Beregn1!$F$30,4)","v":0},{"$f":"ROUND(AL155*Beregn1!$F$30,4)","v":0},{"$f":"ROUND(AM155*Beregn1!$F$30,4)","v":0},{"$f":"ROUND(AN155*Beregn1!$F$30,4)","v":0}]
[null,null,null,null,null,null,null,null,null,null,null,null,null,null,null,null,null,null,null,null,null,null,null,null,null,null,null,null,null,null,null,{"$f":"IF(OR(AC156=0,AC156=-1),Beregn1!$E$36,AC156)","v":41},true,{"$f":"IF(AND(AF156=41,AG156=FALSE),Beregn1!$E$36,AC156)","v":0},null,0,0,0,0,0,null,{"$f":"ROUND(AJ156*Beregn1!$F$30,4)","v":0},{"$f":"ROUND(AK156*Beregn1!$F$30,4)","v":0},{"$f":"ROUND(AL156*Beregn1!$F$30,4)","v":0},{"$f":"ROUND(AM156*Beregn1!$F$30,4)","v":0},{"$f":"ROUND(AN156*Beregn1!$F$30,4)","v":0}]
[null,null,null,null,null,null,null,null,null,null,null,null,null,null,null,null,null,null,null,null,null,null,null,null,null,null,null,null,null,null,null,{"$f":"IF(OR(AC157=0,AC157=-1),Beregn1!$E$36,AC157)","v":41},true,{"$f":"IF(AND(AF157=41,AG157=FALSE),Beregn1!$E$36,AC157)","v":0},null,0,0,0,0,0,null,{"$f":"ROUND(AJ157*Beregn1!$F$30,4)","v":0},{"$f":"ROUND(AK157*Beregn1!$F$30,4)","v":0},{"$f":"ROUND(AL157*Beregn1!$F$30,4)","v":0},{"$f":"ROUND(AM157*Beregn1!$F$30,4)","v":0},{"$f":"ROUND(AN157*Beregn1!$F$30,4)","v":0}]
[null,null,null,null,null,null,null,null,null,null,null,null,null,null,null,null,null,null,null,null,null,null,null,null,null,null,null,null,null,null,null,{"$f":"IF(OR(AC158=0,AC158=-1),Beregn1!$E$36,AC158)","v":41},true,{"$f":"IF(AND(AF158=41,AG158=FALSE),Beregn1!$E$36,AC158)","v":0},null,0,0,0,0,0,null,{"$f":"ROUND(AJ158*Beregn1!$F$30,4)","v":0},{"$f":"ROUND(AK158*Beregn1!$F$30,4)","v":0},{"$f":"ROUND(AL158*Beregn1!$F$30,4)","v":0},{"$f":"ROUND(AM158*Beregn1!$F$30,4)","v":0},{"$f":"ROUND(AN158*Beregn1!$F$30,4)","v":0}]
[null,null,null,null,null,null,null,null,null,null,null,null,null,null,null,null,null,null,null,null,null,null,null,null,null,null,null,null,null,null,null,{"$f":"IF(OR(AC159=0,AC159=-1),Beregn1!$E$36,AC159)","v":41},true,{"$f":"IF(AND(AF159=41,AG159=FALSE),Beregn1!$E$36,AC159)","v":0},null,0,0,0,0,0,null,{"$f":"ROUND(AJ159*Beregn1!$F$30,4)","v":0},{"$f":"ROUND(AK159*Beregn1!$F$30,4)","v":0},{"$f":"ROUND(AL159*Beregn1!$F$30,4)","v":0},{"$f":"ROUND(AM159*Beregn1!$F$30,4)","v":0},{"$f":"ROUND(AN159*Beregn1!$F$30,4)","v":0}]
[null,null,null,null,null,null,null,null,null,null,null,null,null,null,null,null,null,null,null,null,null,null,null,null,null,null,null,null,null,null,null,{"$f":"IF(OR(AC160=0,AC160=-1),Beregn1!$E$36,AC160)","v":41},true,{"$f":"IF(AND(AF160=41,AG160=FALSE),Beregn1!$E$36,AC160)","v":0},null,0,0,0,0,0,null,{"$f":"ROUND(AJ160*Beregn1!$F$30,4)","v":0},{"$f":"ROUND(AK160*Beregn1!$F$30,4)","v":0},{"$f":"ROUND(AL160*Beregn1!$F$30,4)","v":0},{"$f":"ROUND(AM160*Beregn1!$F$30,4)","v":0},{"$f":"ROUND(AN160*Beregn1!$F$30,4)","v":0}]
[null,null,null,null,null,null,null,null,null,null,null,null,null,null,null,null,null,null,null,null,null,null,null,null,null,null,null,null,null,null,null,{"$f":"IF(OR(AC161=0,AC161=-1),Beregn1!$E$36,AC161)","v":41},true,{"$f":"IF(AND(AF161=41,AG161=FALSE),Beregn1!$E$36,AC161)","v":0},null,0,0,0,0,0,null,{"$f":"ROUND(AJ161*Beregn1!$F$30,4)","v":0},{"$f":"ROUND(AK161*Beregn1!$F$30,4)","v":0},{"$f":"ROUND(AL161*Beregn1!$F$30,4)","v":0},{"$f":"ROUND(AM161*Beregn1!$F$30,4)","v":0},{"$f":"ROUND(AN161*Beregn1!$F$30,4)","v":0}]
[null,null,null,null,null,null,null,null,null,null,null,null,null,null,null,null,null,null,null,null,null,null,null,null,null,null,null,null,null,null,null,{"$f":"IF(OR(AC162=0,AC162=-1),Beregn1!$E$36,AC162)","v":41},true,{"$f":"IF(AND(AF162=41,AG162=FALSE),Beregn1!$E$36,AC162)","v":0},null,0,0,0,0,0,null,{"$f":"ROUND(AJ162*Beregn1!$F$30,4)","v":0},{"$f":"ROUND(AK162*Beregn1!$F$30,4)","v":0},{"$f":"ROUND(AL162*Beregn1!$F$30,4)","v":0},{"$f":"ROUND(AM162*Beregn1!$F$30,4)","v":0},{"$f":"ROUND(AN162*Beregn1!$F$30,4)","v":0}]
[null,null,null,null,null,null,null,null,null,null,null,null,null,null,null,null,null,null,null,null,null,null,null,null,null,null,null,null,null,null,null,{"$f":"IF(OR(AC163=0,AC163=-1),Beregn1!$E$36,AC163)","v":41},true,{"$f":"IF(AND(AF163=41,AG163=FALSE),Beregn1!$E$36,AC163)","v":0},null,0,0,0,0,0,null,{"$f":"ROUND(AJ163*Beregn1!$F$30,4)","v":0},{"$f":"ROUND(AK163*Beregn1!$F$30,4)","v":0},{"$f":"ROUND(AL163*Beregn1!$F$30,4)","v":0},{"$f":"ROUND(AM163*Beregn1!$F$30,4)","v":0},{"$f":"ROUND(AN163*Beregn1!$F$30,4)","v":0}]
[null,null,null,null,null,null,null,null,null,null,null,null,null,null,null,null,null,null,null,null,null,null,null,null,null,null,null,null,null,null,null,{"$f":"IF(OR(AC164=0,AC164=-1),Beregn1!$E$36,AC164)","v":41},true,{"$f":"IF(AND(AF164=41,AG164=FALSE),Beregn1!$E$36,AC164)","v":0},null,0,0,0,0,0,null,{"$f":"ROUND(AJ164*Beregn1!$F$30,4)","v":0},{"$f":"ROUND(AK164*Beregn1!$F$30,4)","v":0},{"$f":"ROUND(AL164*Beregn1!$F$30,4)","v":0},{"$f":"ROUND(AM164*Beregn1!$F$30,4)","v":0},{"$f":"ROUND(AN164*Beregn1!$F$30,4)","v":0}]
[null,null,null,null,null,null,null,null,null,null,null,null,null,null,null,null,null,null,null,null,null,null,null,null,null,null,null,null,null,null,null,{"$f":"IF(OR(AC165=0,AC165=-1),Beregn1!$E$36,AC165)","v":41},true,{"$f":"IF(AND(AF165=41,AG165=FALSE),Beregn1!$E$36,AC165)","v":0},null,0,0,0,0,0,null,{"$f":"ROUND(AJ165*Beregn1!$F$30,4)","v":0},{"$f":"ROUND(AK165*Beregn1!$F$30,4)","v":0},{"$f":"ROUND(AL165*Beregn1!$F$30,4)","v":0},{"$f":"ROUND(AM165*Beregn1!$F$30,4)","v":0},{"$f":"ROUND(AN165*Beregn1!$F$30,4)","v":0}]
[null,null,null,null,null,null,null,null,null,null,null,null,null,null,null,null,null,null,null,null,null,null,null,null,null,null,null,null,null,null,null,{"$f":"IF(OR(AC166=0,AC166=-1),Beregn1!$E$36,AC166)","v":41},true,{"$f":"IF(AND(AF166=41,AG166=FALSE),Beregn1!$E$36,AC166)","v":0},null,0,0,0,0,0,null,{"$f":"ROUND(AJ166*Beregn1!$F$30,4)","v":0},{"$f":"ROUND(AK166*Beregn1!$F$30,4)","v":0},{"$f":"ROUND(AL166*Beregn1!$F$30,4)","v":0},{"$f":"ROUND(AM166*Beregn1!$F$30,4)","v":0},{"$f":"ROUND(AN166*Beregn1!$F$30,4)","v":0}]
[null,null,null,null,null,null,null,null,null,null,null,null,null,null,null,null,null,null,null,null,null,null,null,null,null,null,null,null,null,null,null,{"$f":"IF(OR(AC167=0,AC167=-1),Beregn1!$E$36,AC167)","v":41},true,{"$f":"IF(AND(AF167=41,AG167=FALSE),Beregn1!$E$36,AC167)","v":0},null,0,0,0,0,0,null,{"$f":"ROUND(AJ167*Beregn1!$F$30,4)","v":0},{"$f":"ROUND(AK167*Beregn1!$F$30,4)","v":0},{"$f":"ROUND(AL167*Beregn1!$F$30,4)","v":0},{"$f":"ROUND(AM167*Beregn1!$F$30,4)","v":0},{"$f":"ROUND(AN167*Beregn1!$F$30,4)","v":0}]
[null,null,null,null,null,null,null,null,null,null,null,null,null,null,null,null,null,null,null,null,null,null,null,null,null,null,null,null,null,null,null,{"$f":"IF(OR(AC168=0,AC168=-1),Beregn1!$E$36,AC168)","v":41},true,{"$f":"IF(AND(AF168=41,AG168=FALSE),Beregn1!$E$36,AC168)","v":0},null,0,0,0,0,0,null,{"$f":"ROUND(AJ168*Beregn1!$F$30,4)","v":0},{"$f":"ROUND(AK168*Beregn1!$F$30,4)","v":0},{"$f":"ROUND(AL168*Beregn1!$F$30,4)","v":0},{"$f":"ROUND(AM168*Beregn1!$F$30,4)","v":0},{"$f":"ROUND(AN168*Beregn1!$F$30,4)","v":0}]
[null,null,null,null,null,null,null,null,null,null,null,null,null,null,null,null,null,null,null,null,null,null,null,null,null,null,null,null,null,null,null,{"$f":"IF(OR(AC169=0,AC169=-1),Beregn1!$E$36,AC169)","v":41},true,{"$f":"IF(AND(AF169=41,AG169=FALSE),Beregn1!$E$36,AC169)","v":0},null,0,0,0,0,0,null,{"$f":"ROUND(AJ169*Beregn1!$F$30,4)","v":0},{"$f":"ROUND(AK169*Beregn1!$F$30,4)","v":0},{"$f":"ROUND(AL169*Beregn1!$F$30,4)","v":0},{"$f":"ROUND(AM169*Beregn1!$F$30,4)","v":0},{"$f":"ROUND(AN169*Beregn1!$F$30,4)","v":0}]
[null,null,null,null,null,null,null,null,null,null,null,null,null,null,null,null,null,null,null,null,null,null,null,null,null,null,null,null,null,null,null,{"$f":"IF(OR(AC170=0,AC170=-1),Beregn1!$E$36,AC170)","v":41},true,{"$f":"IF(AND(AF170=41,AG170=FALSE),Beregn1!$E$36,AC170)","v":0},null,0,0,0,0,0,null,{"$f":"ROUND(AJ170*Beregn1!$F$30,4)","v":0},{"$f":"ROUND(AK170*Beregn1!$F$30,4)","v":0},{"$f":"ROUND(AL170*Beregn1!$F$30,4)","v":0},{"$f":"ROUND(AM170*Beregn1!$F$30,4)","v":0},{"$f":"ROUND(AN170*Beregn1!$F$30,4)","v":0}]
[null,null,null,null,null,null,null,null,null,null,null,null,null,null,null,null,null,null,null,null,null,null,null,null,null,null,null,null,null,null,null,{"$f":"IF(OR(AC171=0,AC171=-1),Beregn1!$E$36,AC171)","v":41},true,{"$f":"IF(AND(AF171=41,AG171=FALSE),Beregn1!$E$36,AC171)","v":0},null,0,0,0,0,0,null,{"$f":"ROUND(AJ171*Beregn1!$F$30,4)","v":0},{"$f":"ROUND(AK171*Beregn1!$F$30,4)","v":0},{"$f":"ROUND(AL171*Beregn1!$F$30,4)","v":0},{"$f":"ROUND(AM171*Beregn1!$F$30,4)","v":0},{"$f":"ROUND(AN171*Beregn1!$F$30,4)","v":0}]
[null,null,null,null,null,null,null,null,null,null,null,null,null,null,null,null,null,null,null,null,null,null,null,null,null,null,null,null,null,null,null,{"$f":"IF(OR(AC172=0,AC172=-1),Beregn1!$E$36,AC172)","v":41},true,{"$f":"IF(AND(AF172=41,AG172=FALSE),Beregn1!$E$36,AC172)","v":0},null,0,0,0,0,0,null,{"$f":"ROUND(AJ172*Beregn1!$F$30,4)","v":0},{"$f":"ROUND(AK172*Beregn1!$F$30,4)","v":0},{"$f":"ROUND(AL172*Beregn1!$F$30,4)","v":0},{"$f":"ROUND(AM172*Beregn1!$F$30,4)","v":0},{"$f":"ROUND(AN172*Beregn1!$F$30,4)","v":0}]
[null,null,null,null,null,null,null,null,null,null,null,null,null,null,null,null,null,null,null,null,null,null,null,null,null,null,null,null,null,null,null,{"$f":"IF(OR(AC173=0,AC173=-1),Beregn1!$E$36,AC173)","v":41},true,{"$f":"IF(AND(AF173=41,AG173=FALSE),Beregn1!$E$36,AC173)","v":0},null,0,0,0,0,0,null,{"$f":"ROUND(AJ173*Beregn1!$F$30,4)","v":0},{"$f":"ROUND(AK173*Beregn1!$F$30,4)","v":0},{"$f":"ROUND(AL173*Beregn1!$F$30,4)","v":0},{"$f":"ROUND(AM173*Beregn1!$F$30,4)","v":0},{"$f":"ROUND(AN173*Beregn1!$F$30,4)","v":0}]
[null,null,null,null,null,null,null,null,null,null,null,null,null,null,null,null,null,null,null,null,null,null,null,null,null,null,null,null,null,null,null,{"$f":"IF(OR(AC174=0,AC174=-1),Beregn1!$E$36,AC174)","v":41},true,{"$f":"IF(AND(AF174=41,AG174=FALSE),Beregn1!$E$36,AC174)","v":0},null,0,0,0,0,0,null,{"$f":"ROUND(AJ174*Beregn1!$F$30,4)","v":0},{"$f":"ROUND(AK174*Beregn1!$F$30,4)","v":0},{"$f":"ROUND(AL174*Beregn1!$F$30,4)","v":0},{"$f":"ROUND(AM174*Beregn1!$F$30,4)","v":0},{"$f":"ROUND(AN174*Beregn1!$F$30,4)","v":0}]
[null,null,null,null,null,null,null,null,null,null,null,null,null,null,null,null,null,null,null,null,null,null,null,null,null,null,null,null,null,null,null,{"$f":"IF(OR(AC175=0,AC175=-1),Beregn1!$E$36,AC175)","v":41},true,{"$f":"IF(AND(AF175=41,AG175=FALSE),Beregn1!$E$36,AC175)","v":0},null,0,0,0,0,0,null,{"$f":"ROUND(AJ175*Beregn1!$F$30,4)","v":0},{"$f":"ROUND(AK175*Beregn1!$F$30,4)","v":0},{"$f":"ROUND(AL175*Beregn1!$F$30,4)","v":0},{"$f":"ROUND(AM175*Beregn1!$F$30,4)","v":0},{"$f":"ROUND(AN175*Beregn1!$F$30,4)","v":0}]
[null,null,null,null,null,null,null,null,null,null,null,null,null,null,null,null,null,null,null,null,null,null,null,null,null,null,null,null,null,null,null,{"$f":"IF(OR(AC176=0,AC176=-1),Beregn1!$E$36,AC176)","v":41},true,{"$f":"IF(AND(AF176=41,AG176=FALSE),Beregn1!$E$36,AC176)","v":0},null,0,0,0,0,0,null,{"$f":"ROUND(AJ176*Beregn1!$F$30,4)","v":0},{"$f":"ROUND(AK176*Beregn1!$F$30,4)","v":0},{"$f":"ROUND(AL176*Beregn1!$F$30,4)","v":0},{"$f":"ROUND(AM176*Beregn1!$F$30,4)","v":0},{"$f":"ROUND(AN176*Beregn1!$F$30,4)","v":0}]
[null,null,null,null,null,null,null,null,null,null,null,null,null,null,null,null,null,null,null,null,null,null,null,null,null,null,null,null,null,null,null,{"$f":"IF(OR(AC177=0,AC177=-1),Beregn1!$E$36,AC177)","v":41},true,{"$f":"IF(AND(AF177=41,AG177=FALSE),Beregn1!$E$36,AC177)","v":0},null,0,0,0,0,0,null,{"$f":"ROUND(AJ177*Beregn1!$F$30,4)","v":0},{"$f":"ROUND(AK177*Beregn1!$F$30,4)","v":0},{"$f":"ROUND(AL177*Beregn1!$F$30,4)","v":0},{"$f":"ROUND(AM177*Beregn1!$F$30,4)","v":0},{"$f":"ROUND(AN177*Beregn1!$F$30,4)","v":0}]
[null,null,null,null,null,null,null,null,null,null,null,null,null,null,null,null,null,null,null,null,null,null,null,null,null,null,null,null,null,null,null,{"$f":"IF(OR(AC178=0,AC178=-1),Beregn1!$E$36,AC178)","v":41},true,{"$f":"IF(AND(AF178=41,AG178=FALSE),Beregn1!$E$36,AC178)","v":0},null,0,0,0,0,0,null,{"$f":"ROUND(AJ178*Beregn1!$F$30,4)","v":0},{"$f":"ROUND(AK178*Beregn1!$F$30,4)","v":0},{"$f":"ROUND(AL178*Beregn1!$F$30,4)","v":0},{"$f":"ROUND(AM178*Beregn1!$F$30,4)","v":0},{"$f":"ROUND(AN178*Beregn1!$F$30,4)","v":0}]
[null,null,null,null,null,null,null,null,null,null,null,null,null,null,null,null,null,null,null,null,null,null,null,null,null,null,null,null,null,null,null,{"$f":"IF(OR(AC179=0,AC179=-1),Beregn1!$E$36,AC179)","v":41},true,{"$f":"IF(AND(AF179=41,AG179=FALSE),Beregn1!$E$36,AC179)","v":0},null,0,0,0,0,0,null,{"$f":"ROUND(AJ179*Beregn1!$F$30,4)","v":0},{"$f":"ROUND(AK179*Beregn1!$F$30,4)","v":0},{"$f":"ROUND(AL179*Beregn1!$F$30,4)","v":0},{"$f":"ROUND(AM179*Beregn1!$F$30,4)","v":0},{"$f":"ROUND(AN179*Beregn1!$F$30,4)","v":0}]
[null,null,null,null,null,null,null,null,null,null,null,null,null,null,null,null,null,null,null,null,null,null,null,null,null,null,null,null,null,null,null,{"$f":"IF(OR(AC180=0,AC180=-1),Beregn1!$E$36,AC180)","v":41},true,{"$f":"IF(AND(AF180=41,AG180=FALSE),Beregn1!$E$36,AC180)","v":0},null,0,0,0,0,0,null,{"$f":"ROUND(AJ180*Beregn1!$F$30,4)","v":0},{"$f":"ROUND(AK180*Beregn1!$F$30,4)","v":0},{"$f":"ROUND(AL180*Beregn1!$F$30,4)","v":0},{"$f":"ROUND(AM180*Beregn1!$F$30,4)","v":0},{"$f":"ROUND(AN180*Beregn1!$F$30,4)","v":0}]
[null,null,null,null,null,null,null,null,null,null,null,null,null,null,null,null,null,null,null,null,null,null,null,null,null,null,null,null,null,null,null,{"$f":"IF(OR(AC181=0,AC181=-1),Beregn1!$E$36,AC181)","v":41},true,{"$f":"IF(AND(AF181=41,AG181=FALSE),Beregn1!$E$36,AC181)","v":0},null,0,0,0,0,0,null,{"$f":"ROUND(AJ181*Beregn1!$F$30,4)","v":0},{"$f":"ROUND(AK181*Beregn1!$F$30,4)","v":0},{"$f":"ROUND(AL181*Beregn1!$F$30,4)","v":0},{"$f":"ROUND(AM181*Beregn1!$F$30,4)","v":0},{"$f":"ROUND(AN181*Beregn1!$F$30,4)","v":0}]
[null,null,null,null,null,null,null,null,null,null,null,null,null,null,null,null,null,null,null,null,null,null,null,null,null,null,null,null,null,null,null,{"$f":"IF(OR(AC182=0,AC182=-1),Beregn1!$E$36,AC182)","v":41},true,{"$f":"IF(AND(AF182=41,AG182=FALSE),Beregn1!$E$36,AC182)","v":0},null,0,0,0,0,0,null,{"$f":"ROUND(AJ182*Beregn1!$F$30,4)","v":0},{"$f":"ROUND(AK182*Beregn1!$F$30,4)","v":0},{"$f":"ROUND(AL182*Beregn1!$F$30,4)","v":0},{"$f":"ROUND(AM182*Beregn1!$F$30,4)","v":0},{"$f":"ROUND(AN182*Beregn1!$F$30,4)","v":0}]
[null,null,null,null,null,null,null,null,null,null,null,null,null,null,null,null,null,null,null,null,null,null,null,null,null,null,null,null,null,null,null,{"$f":"IF(OR(AC183=0,AC183=-1),Beregn1!$E$36,AC183)","v":41},true,{"$f":"IF(AND(AF183=41,AG183=FALSE),Beregn1!$E$36,AC183)","v":0},null,0,0,0,0,0,null,{"$f":"ROUND(AJ183*Beregn1!$F$30,4)","v":0},{"$f":"ROUND(AK183*Beregn1!$F$30,4)","v":0},{"$f":"ROUND(AL183*Beregn1!$F$30,4)","v":0},{"$f":"ROUND(AM183*Beregn1!$F$30,4)","v":0},{"$f":"ROUND(AN183*Beregn1!$F$30,4)","v":0}]
[null,null,null,null,null,null,null,null,null,null,null,null,null,null,null,null,null,null,null,null,null,null,null,null,null,null,null,null,null,null,null,{"$f":"IF(OR(AC184=0,AC184=-1),Beregn1!$E$36,AC184)","v":41},true,{"$f":"IF(AND(AF184=41,AG184=FALSE),Beregn1!$E$36,AC184)","v":0},null,0,0,0,0,0,null,{"$f":"ROUND(AJ184*Beregn1!$F$30,4)","v":0},{"$f":"ROUND(AK184*Beregn1!$F$30,4)","v":0},{"$f":"ROUND(AL184*Beregn1!$F$30,4)","v":0},{"$f":"ROUND(AM184*Beregn1!$F$30,4)","v":0},{"$f":"ROUND(AN184*Beregn1!$F$30,4)","v":0}]
[null,null,null,null,null,null,null,null,null,null,null,null,null,null,null,null,null,null,null,null,null,null,null,null,null,null,null,null,null,null,null,{"$f":"IF(OR(AC185=0,AC185=-1),Beregn1!$E$36,AC185)","v":41},true,{"$f":"IF(AND(AF185=41,AG185=FALSE),Beregn1!$E$36,AC185)","v":0},null,0,0,0,0,0,null,{"$f":"ROUND(AJ185*Beregn1!$F$30,4)","v":0},{"$f":"ROUND(AK185*Beregn1!$F$30,4)","v":0},{"$f":"ROUND(AL185*Beregn1!$F$30,4)","v":0},{"$f":"ROUND(AM185*Beregn1!$F$30,4)","v":0},{"$f":"ROUND(AN185*Beregn1!$F$30,4)","v":0}]
[null,null,null,null,null,null,null,null,null,null,null,null,null,null,null,null,null,null,null,null,null,null,null,null,null,null,null,null,null,null,null,{"$f":"IF(OR(AC186=0,AC186=-1),Beregn1!$E$36,AC186)","v":41},true,{"$f":"IF(AND(AF186=41,AG186=FALSE),Beregn1!$E$36,AC186)","v":0},null,0,0,0,0,0,null,{"$f":"ROUND(AJ186*Beregn1!$F$30,4)","v":0},{"$f":"ROUND(AK186*Beregn1!$F$30,4)","v":0},{"$f":"ROUND(AL186*Beregn1!$F$30,4)","v":0},{"$f":"ROUND(AM186*Beregn1!$F$30,4)","v":0},{"$f":"ROUND(AN186*Beregn1!$F$30,4)","v":0}]
[null,null,null,null,null,null,null,null,null,null,null,null,null,null,null,null,null,null,null,null,null,null,null,null,null,null,null,null,null,null,null,{"$f":"IF(OR(AC187=0,AC187=-1),Beregn1!$E$36,AC187)","v":41},true,{"$f":"IF(AND(AF187=41,AG187=FALSE),Beregn1!$E$36,AC187)","v":0},null,0,0,0,0,0,null,{"$f":"ROUND(AJ187*Beregn1!$F$30,4)","v":0},{"$f":"ROUND(AK187*Beregn1!$F$30,4)","v":0},{"$f":"ROUND(AL187*Beregn1!$F$30,4)","v":0},{"$f":"ROUND(AM187*Beregn1!$F$30,4)","v":0},{"$f":"ROUND(AN187*Beregn1!$F$30,4)","v":0}]
[null,null,null,null,null,null,null,null,null,null,null,null,null,null,null,null,null,null,null,null,null,null,null,null,null,null,null,null,null,null,null,{"$f":"IF(OR(AC188=0,AC188=-1),Beregn1!$E$36,AC188)","v":41},true,{"$f":"IF(AND(AF188=41,AG188=FALSE),Beregn1!$E$36,AC188)","v":0},null,0,0,0,0,0,null,{"$f":"ROUND(AJ188*Beregn1!$F$30,4)","v":0},{"$f":"ROUND(AK188*Beregn1!$F$30,4)","v":0},{"$f":"ROUND(AL188*Beregn1!$F$30,4)","v":0},{"$f":"ROUND(AM188*Beregn1!$F$30,4)","v":0},{"$f":"ROUND(AN188*Beregn1!$F$30,4)","v":0}]
[null,null,null,null,null,null,null,null,null,null,null,null,null,null,null,null,null,null,null,null,null,null,null,null,null,null,null,null,null,null,null,{"$f":"IF(OR(AC189=0,AC189=-1),Beregn1!$E$36,AC189)","v":41},true,{"$f":"IF(AND(AF189=41,AG189=FALSE),Beregn1!$E$36,AC189)","v":0},null,0,0,0,0,0,null,{"$f":"ROUND(AJ189*Beregn1!$F$30,4)","v":0},{"$f":"ROUND(AK189*Beregn1!$F$30,4)","v":0},{"$f":"ROUND(AL189*Beregn1!$F$30,4)","v":0},{"$f":"ROUND(AM189*Beregn1!$F$30,4)","v":0},{"$f":"ROUND(AN189*Beregn1!$F$30,4)","v":0}]
[null,null,null,null,null,null,null,null,null,null,null,null,null,null,null,null,null,null,null,null,null,null,null,null,null,null,null,null,null,null,null,{"$f":"IF(OR(AC190=0,AC190=-1),Beregn1!$E$36,AC190)","v":41},true,{"$f":"IF(AND(AF190=41,AG190=FALSE),Beregn1!$E$36,AC190)","v":0},null,0,0,0,0,0,null,{"$f":"ROUND(AJ190*Beregn1!$F$30,4)","v":0},{"$f":"ROUND(AK190*Beregn1!$F$30,4)","v":0},{"$f":"ROUND(AL190*Beregn1!$F$30,4)","v":0},{"$f":"ROUND(AM190*Beregn1!$F$30,4)","v":0},{"$f":"ROUND(AN190*Beregn1!$F$30,4)","v":0}]
[null,null,null,null,null,null,null,null,null,null,null,null,null,null,null,null,null,null,null,null,null,null,null,null,null,null,null,null,null,null,null,{"$f":"IF(OR(AC191=0,AC191=-1),Beregn1!$E$36,AC191)","v":41},true,{"$f":"IF(AND(AF191=41,AG191=FALSE),Beregn1!$E$36,AC191)","v":0},null,0,0,0,0,0,null,{"$f":"ROUND(AJ191*Beregn1!$F$30,4)","v":0},{"$f":"ROUND(AK191*Beregn1!$F$30,4)","v":0},{"$f":"ROUND(AL191*Beregn1!$F$30,4)","v":0},{"$f":"ROUND(AM191*Beregn1!$F$30,4)","v":0},{"$f":"ROUND(AN191*Beregn1!$F$30,4)","v":0}]
[null,null,null,null,null,null,null,null,null,null,null,null,null,null,null,null,null,null,null,null,null,null,null,null,null,null,null,null,null,null,null,{"$f":"IF(OR(AC192=0,AC192=-1),Beregn1!$E$36,AC192)","v":41},true,{"$f":"IF(AND(AF192=41,AG192=FALSE),Beregn1!$E$36,AC192)","v":0},null,0,0,0,0,0,null,{"$f":"ROUND(AJ192*Beregn1!$F$30,4)","v":0},{"$f":"ROUND(AK192*Beregn1!$F$30,4)","v":0},{"$f":"ROUND(AL192*Beregn1!$F$30,4)","v":0},{"$f":"ROUND(AM192*Beregn1!$F$30,4)","v":0},{"$f":"ROUND(AN192*Beregn1!$F$30,4)","v":0}]
[null,null,null,null,null,null,null,null,null,null,null,null,null,null,null,null,null,null,null,null,null,null,null,null,null,null,null,null,null,null,null,{"$f":"IF(OR(AC193=0,AC193=-1),Beregn1!$E$36,AC193)","v":41},true,{"$f":"IF(AND(AF193=41,AG193=FALSE),Beregn1!$E$36,AC193)","v":0},null,0,0,0,0,0,null,{"$f":"ROUND(AJ193*Beregn1!$F$30,4)","v":0},{"$f":"ROUND(AK193*Beregn1!$F$30,4)","v":0},{"$f":"ROUND(AL193*Beregn1!$F$30,4)","v":0},{"$f":"ROUND(AM193*Beregn1!$F$30,4)","v":0},{"$f":"ROUND(AN193*Beregn1!$F$30,4)","v":0}]
[null,null,null,null,null,null,null,null,null,null,null,null,null,null,null,null,null,null,null,null,null,null,null,null,null,null,null,null,null,null,null,{"$f":"IF(OR(AC194=0,AC194=-1),Beregn1!$E$36,AC194)","v":41},true,{"$f":"IF(AND(AF194=41,AG194=FALSE),Beregn1!$E$36,AC194)","v":0},null,{"$f":"INDEX($T194:$AD194,MATCH(\"Evaporated\",$T$1:$AD$1,0))","v":0},{"$f":"INDEX($T194:$AD194,MATCH(\"Drained\",$T$1:$AD$1,0))","v":0},{"$f":"INDEX($T194:$AD194,MATCH(\"Overflow\",$T$1:$AD$1,0))","v":0},{"$f":"AH194","v":0},{"$f":"INDEX($T194:$AD194,MATCH(\"Available_Volume\",$T$1:$AD$1,0))","v":0},null,{"$f":"ROUND(AJ194*Beregn1!$F$30,4)","v":0},{"$f":"ROUND(AK194*Beregn1!$F$30,4)","v":0},{"$f":"ROUND(AL194*Beregn1!$F$30,4)","v":0},{"$f":"ROUND(AM194*Beregn1!$F$30,4)","v":0},{"$f":"ROUND(AN194*Beregn1!$F$30,4)","v":0}]
[null,null,null,null,null,null,null,null,null,null,null,null,null,null,null,null,null,null,null,null,null,null,null,null,null,null,null,null,null,null,null,{"$f":"IF(OR(AC195=0,AC195=-1),Beregn1!$E$36,AC195)","v":41},{"$f":"ISBLANK(AC195)","v":true},{"$f":"IF(AND(AF195=41,AG195=FALSE),Beregn1!$E$36,AC195)","v":0},null,0,0,0,0,0,null,{"$f":"ROUND(AJ195*Beregn1!$F$30,4)","v":0},{"$f":"ROUND(AK195*Beregn1!$F$30,4)","v":0},{"$f":"ROUND(AL195*Beregn1!$F$30,4)","v":0},{"$f":"ROUND(AM195*Beregn1!$F$30,4)","v":0},{"$f":"ROUND(AN195*Beregn1!$F$30,4)","v":0}]
[null,null,null,null,null,null,null,null,null,null,null,null,null,null,null,null,null,null,null,null,null,null,null,null,null,null,null,null,null,null,null,{"$f":"IF(OR(AC196=0,AC196=-1),Beregn1!$E$36,AC196)","v":41},true,{"$f":"IF(AND(AF196=41,AG196=FALSE),Beregn1!$E$36,AC196)","v":0},null,0,0,0,0,0,null,{"$f":"ROUND(AJ196*Beregn1!$F$30,4)","v":0},{"$f":"ROUND(AK196*Beregn1!$F$30,4)","v":0},{"$f":"ROUND(AL196*Beregn1!$F$30,4)","v":0},{"$f":"ROUND(AM196*Beregn1!$F$30,4)","v":0},{"$f":"ROUND(AN196*Beregn1!$F$30,4)","v":0}]
[null,null,null,null,null,null,null,null,null,null,null,null,null,null,null,null,null,null,null,null,null,null,null,null,null,null,null,null,null,null,null,{"$f":"IF(OR(AC197=0,AC197=-1),Beregn1!$E$36,AC197)","v":41},true,{"$f":"IF(AND(AF197=41,AG197=FALSE),Beregn1!$E$36,AC197)","v":0},null,0,0,0,0,0,null,{"$f":"ROUND(AJ197*Beregn1!$F$30,4)","v":0},{"$f":"ROUND(AK197*Beregn1!$F$30,4)","v":0},{"$f":"ROUND(AL197*Beregn1!$F$30,4)","v":0},{"$f":"ROUND(AM197*Beregn1!$F$30,4)","v":0},{"$f":"ROUND(AN197*Beregn1!$F$30,4)","v":0}]
[null,null,null,null,null,null,null,null,null,null,null,null,null,null,null,null,null,null,null,null,null,null,null,null,null,null,null,null,null,null,null,{"$f":"IF(OR(AC198=0,AC198=-1),Beregn1!$E$36,AC198)","v":41},true,{"$f":"IF(AND(AF198=41,AG198=FALSE),Beregn1!$E$36,AC198)","v":0},null,0,0,0,0,0,null,{"$f":"ROUND(AJ198*Beregn1!$F$30,4)","v":0},{"$f":"ROUND(AK198*Beregn1!$F$30,4)","v":0},{"$f":"ROUND(AL198*Beregn1!$F$30,4)","v":0},{"$f":"ROUND(AM198*Beregn1!$F$30,4)","v":0},{"$f":"ROUND(AN198*Beregn1!$F$30,4)","v":0}]
[null,null,null,null,null,null,null,null,null,null,null,null,null,null,null,null,null,null,null,null,null,null,null,null,null,null,null,null,null,null,null,{"$f":"IF(OR(AC199=0,AC199=-1),Beregn1!$E$36,AC199)","v":41},true,{"$f":"IF(AND(AF199=41,AG199=FALSE),Beregn1!$E$36,AC199)","v":0},null,0,0,0,0,0,null,{"$f":"ROUND(AJ199*Beregn1!$F$30,4)","v":0},{"$f":"ROUND(AK199*Beregn1!$F$30,4)","v":0},{"$f":"ROUND(AL199*Beregn1!$F$30,4)","v":0},{"$f":"ROUND(AM199*Beregn1!$F$30,4)","v":0},{"$f":"ROUND(AN199*Beregn1!$F$30,4)","v":0}]
[null,null,null,null,null,null,null,null,null,null,null,null,null,null,null,null,null,null,null,null,null,null,null,null,null,null,null,null,null,null,null,{"$f":"IF(OR(AC200=0,AC200=-1),Beregn1!$E$36,AC200)","v":41},true,{"$f":"IF(AND(AF200=41,AG200=FALSE),Beregn1!$E$36,AC200)","v":0},null,0,0,0,0,0,null,{"$f":"ROUND(AJ200*Beregn1!$F$30,4)","v":0},{"$f":"ROUND(AK200*Beregn1!$F$30,4)","v":0},{"$f":"ROUND(AL200*Beregn1!$F$30,4)","v":0},{"$f":"ROUND(AM200*Beregn1!$F$30,4)","v":0},{"$f":"ROUND(AN200*Beregn1!$F$30,4)","v":0}]
[null,null,null,null,null,null,null,null,null,null,null,null,null,null,null,null,null,null,null,null,null,null,null,null,null,null,null,null,null,null,null,{"$f":"IF(OR(AC201=0,AC201=-1),Beregn1!$E$36,AC201)","v":41},true,{"$f":"IF(AND(AF201=41,AG201=FALSE),Beregn1!$E$36,AC201)","v":0},null,0,0,0,0,0,null,{"$f":"ROUND(AJ201*Beregn1!$F$30,4)","v":0},{"$f":"ROUND(AK201*Beregn1!$F$30,4)","v":0},{"$f":"ROUND(AL201*Beregn1!$F$30,4)","v":0},{"$f":"ROUND(AM201*Beregn1!$F$30,4)","v":0},{"$f":"ROUND(AN201*Beregn1!$F$30,4)","v":0}]
[null,null,null,null,null,null,null,null,null,null,null,null,null,null,null,null,null,null,null,null,null,null,null,null,null,null,null,null,null,null,null,{"$f":"IF(OR(AC202=0,AC202=-1),Beregn1!$E$36,AC202)","v":41},true,{"$f":"IF(AND(AF202=41,AG202=FALSE),Beregn1!$E$36,AC202)","v":0},null,0,0,0,0,0,null,{"$f":"ROUND(AJ202*Beregn1!$F$30,4)","v":0},{"$f":"ROUND(AK202*Beregn1!$F$30,4)","v":0},{"$f":"ROUND(AL202*Beregn1!$F$30,4)","v":0},{"$f":"ROUND(AM202*Beregn1!$F$30,4)","v":0},{"$f":"ROUND(AN202*Beregn1!$F$30,4)","v":0}]
[null,null,null,null,null,null,null,null,null,null,null,null,null,null,null,null,null,null,null,null,null,null,null,null,null,null,null,null,null,null,null,{"$f":"IF(OR(AC203=0,AC203=-1),Beregn1!$E$36,AC203)","v":41},true,{"$f":"IF(AND(AF203=41,AG203=FALSE),Beregn1!$E$36,AC203)","v":0},null,0,0,0,0,0,null,{"$f":"ROUND(AJ203*Beregn1!$F$30,4)","v":0},{"$f":"ROUND(AK203*Beregn1!$F$30,4)","v":0},{"$f":"ROUND(AL203*Beregn1!$F$30,4)","v":0},{"$f":"ROUND(AM203*Beregn1!$F$30,4)","v":0},{"$f":"ROUND(AN203*Beregn1!$F$30,4)","v":0}]
[null,null,null,null,null,null,null,null,null,null,null,null,null,null,null,null,null,null,null,null,null,null,null,null,null,null,null,null,null,null,null,{"$f":"IF(OR(AC204=0,AC204=-1),Beregn1!$E$36,AC204)","v":41},true,{"$f":"IF(AND(AF204=41,AG204=FALSE),Beregn1!$E$36,AC204)","v":0},null,0,0,0,0,0,null,{"$f":"ROUND(AJ204*Beregn1!$F$30,4)","v":0},{"$f":"ROUND(AK204*Beregn1!$F$30,4)","v":0},{"$f":"ROUND(AL204*Beregn1!$F$30,4)","v":0},{"$f":"ROUND(AM204*Beregn1!$F$30,4)","v":0},{"$f":"ROUND(AN204*Beregn1!$F$30,4)","v":0}]
[null,null,null,null,null,null,null,null,null,null,null,null,null,null,null,null,null,null,null,null,null,null,null,null,null,null,null,null,null,null,null,{"$f":"IF(OR(AC205=0,AC205=-1),Beregn1!$E$36,AC205)","v":41},true,{"$f":"IF(AND(AF205=41,AG205=FALSE),Beregn1!$E$36,AC205)","v":0},null,0,0,0,0,0,null,{"$f":"ROUND(AJ205*Beregn1!$F$30,4)","v":0},{"$f":"ROUND(AK205*Beregn1!$F$30,4)","v":0},{"$f":"ROUND(AL205*Beregn1!$F$30,4)","v":0},{"$f":"ROUND(AM205*Beregn1!$F$30,4)","v":0},{"$f":"ROUND(AN205*Beregn1!$F$30,4)","v":0}]
[null,null,null,null,null,null,null,null,null,null,null,null,null,null,null,null,null,null,null,null,null,null,null,null,null,null,null,null,null,null,null,{"$f":"IF(OR(AC206=0,AC206=-1),Beregn1!$E$36,AC206)","v":41},true,{"$f":"IF(AND(AF206=41,AG206=FALSE),Beregn1!$E$36,AC206)","v":0},null,0,0,0,0,0,null,{"$f":"ROUND(AJ206*Beregn1!$F$30,4)","v":0},{"$f":"ROUND(AK206*Beregn1!$F$30,4)","v":0},{"$f":"ROUND(AL206*Beregn1!$F$30,4)","v":0},{"$f":"ROUND(AM206*Beregn1!$F$30,4)","v":0},{"$f":"ROUND(AN206*Beregn1!$F$30,4)","v":0}]
[null,null,null,null,null,null,null,null,null,null,null,null,null,null,null,null,null,null,null,null,null,null,null,null,null,null,null,null,null,null,null,{"$f":"IF(OR(AC207=0,AC207=-1),Beregn1!$E$36,AC207)","v":41},true,{"$f":"IF(AND(AF207=41,AG207=FALSE),Beregn1!$E$36,AC207)","v":0},null,0,0,0,0,0,null,{"$f":"ROUND(AJ207*Beregn1!$F$30,4)","v":0},{"$f":"ROUND(AK207*Beregn1!$F$30,4)","v":0},{"$f":"ROUND(AL207*Beregn1!$F$30,4)","v":0},{"$f":"ROUND(AM207*Beregn1!$F$30,4)","v":0},{"$f":"ROUND(AN207*Beregn1!$F$30,4)","v":0}]
[null,null,null,null,null,null,null,null,null,null,null,null,null,null,null,null,null,null,null,null,null,null,null,null,null,null,null,null,null,null,null,{"$f":"IF(OR(AC208=0,AC208=-1),Beregn1!$E$36,AC208)","v":41},true,{"$f":"IF(AND(AF208=41,AG208=FALSE),Beregn1!$E$36,AC208)","v":0},null,0,0,0,0,0,null,{"$f":"ROUND(AJ208*Beregn1!$F$30,4)","v":0},{"$f":"ROUND(AK208*Beregn1!$F$30,4)","v":0},{"$f":"ROUND(AL208*Beregn1!$F$30,4)","v":0},{"$f":"ROUND(AM208*Beregn1!$F$30,4)","v":0},{"$f":"ROUND(AN208*Beregn1!$F$30,4)","v":0}]
[null,null,null,null,null,null,null,null,null,null,null,null,null,null,null,null,null,null,null,null,null,null,null,null,null,null,null,null,null,null,null,{"$f":"IF(OR(AC209=0,AC209=-1),Beregn1!$E$36,AC209)","v":41},true,{"$f":"IF(AND(AF209=41,AG209=FALSE),Beregn1!$E$36,AC209)","v":0},null,0,0,0,0,0,null,{"$f":"ROUND(AJ209*Beregn1!$F$30,4)","v":0},{"$f":"ROUND(AK209*Beregn1!$F$30,4)","v":0},{"$f":"ROUND(AL209*Beregn1!$F$30,4)","v":0},{"$f":"ROUND(AM209*Beregn1!$F$30,4)","v":0},{"$f":"ROUND(AN209*Beregn1!$F$30,4)","v":0}]
[null,null,null,null,null,null,null,null,null,null,null,null,null,null,null,null,null,null,null,null,null,null,null,null,null,null,null,null,null,null,null,{"$f":"IF(OR(AC210=0,AC210=-1),Beregn1!$E$36,AC210)","v":41},true,{"$f":"IF(AND(AF210=41,AG210=FALSE),Beregn1!$E$36,AC210)","v":0},null,0,0,0,0,0,null,{"$f":"ROUND(AJ210*Beregn1!$F$30,4)","v":0},{"$f":"ROUND(AK210*Beregn1!$F$30,4)","v":0},{"$f":"ROUND(AL210*Beregn1!$F$30,4)","v":0},{"$f":"ROUND(AM210*Beregn1!$F$30,4)","v":0},{"$f":"ROUND(AN210*Beregn1!$F$30,4)","v":0}]
[null,null,null,null,null,null,null,null,null,null,null,null,null,null,null,null,null,null,null,null,null,null,null,null,null,null,null,null,null,null,null,{"$f":"IF(OR(AC211=0,AC211=-1),Beregn1!$E$36,AC211)","v":41},true,{"$f":"IF(AND(AF211=41,AG211=FALSE),Beregn1!$E$36,AC211)","v":0},null,0,0,0,0,0,null,{"$f":"ROUND(AJ211*Beregn1!$F$30,4)","v":0},{"$f":"ROUND(AK211*Beregn1!$F$30,4)","v":0},{"$f":"ROUND(AL211*Beregn1!$F$30,4)","v":0},{"$f":"ROUND(AM211*Beregn1!$F$30,4)","v":0},{"$f":"ROUND(AN211*Beregn1!$F$30,4)","v":0}]
[null,null,null,null,null,null,null,null,null,null,null,null,null,null,null,null,null,null,null,null,null,null,null,null,null,null,null,null,null,null,null,{"$f":"IF(OR(AC212=0,AC212=-1),Beregn1!$E$36,AC212)","v":41},true,{"$f":"IF(AND(AF212=41,AG212=FALSE),Beregn1!$E$36,AC212)","v":0},null,0,0,0,0,0,null,{"$f":"ROUND(AJ212*Beregn1!$F$30,4)","v":0},{"$f":"ROUND(AK212*Beregn1!$F$30,4)","v":0},{"$f":"ROUND(AL212*Beregn1!$F$30,4)","v":0},{"$f":"ROUND(AM212*Beregn1!$F$30,4)","v":0},{"$f":"ROUND(AN212*Beregn1!$F$30,4)","v":0}]
[null,null,null,null,null,null,null,null,null,null,null,null,null,null,null,null,null,null,null,null,null,null,null,null,null,null,null,null,null,null,null,{"$f":"IF(OR(AC213=0,AC213=-1),Beregn1!$E$36,AC213)","v":41},true,{"$f":"IF(AND(AF213=41,AG213=FALSE),Beregn1!$E$36,AC213)","v":0},null,0,0,0,0,0,null,{"$f":"ROUND(AJ213*Beregn1!$F$30,4)","v":0},{"$f":"ROUND(AK213*Beregn1!$F$30,4)","v":0},{"$f":"ROUND(AL213*Beregn1!$F$30,4)","v":0},{"$f":"ROUND(AM213*Beregn1!$F$30,4)","v":0},{"$f":"ROUND(AN213*Beregn1!$F$30,4)","v":0}]
[null,null,null,null,null,null,null,null,null,null,null,null,null,null,null,null,null,null,null,null,null,null,null,null,null,null,null,null,null,null,null,{"$f":"IF(OR(AC214=0,AC214=-1),Beregn1!$E$36,AC214)","v":41},true,{"$f":"IF(AND(AF214=41,AG214=FALSE),Beregn1!$E$36,AC214)","v":0},null,0,0,0,0,0,null,{"$f":"ROUND(AJ214*Beregn1!$F$30,4)","v":0},{"$f":"ROUND(AK214*Beregn1!$F$30,4)","v":0},{"$f":"ROUND(AL214*Beregn1!$F$30,4)","v":0},{"$f":"ROUND(AM214*Beregn1!$F$30,4)","v":0},{"$f":"ROUND(AN214*Beregn1!$F$30,4)","v":0}]
[null,null,null,null,null,null,null,null,null,null,null,null,null,null,null,null,null,null,null,null,null,null,null,null,null,null,null,null,null,null,null,{"$f":"IF(OR(AC215=0,AC215=-1),Beregn1!$E$36,AC215)","v":41},true,{"$f":"IF(AND(AF215=41,AG215=FALSE),Beregn1!$E$36,AC215)","v":0},null,0,0,0,0,0,null,{"$f":"ROUND(AJ215*Beregn1!$F$30,4)","v":0},{"$f":"ROUND(AK215*Beregn1!$F$30,4)","v":0},{"$f":"ROUND(AL215*Beregn1!$F$30,4)","v":0},{"$f":"ROUND(AM215*Beregn1!$F$30,4)","v":0},{"$f":"ROUND(AN215*Beregn1!$F$30,4)","v":0}]
[null,null,null,null,null,null,null,null,null,null,null,null,null,null,null,null,null,null,null,null,null,null,null,null,null,null,null,null,null,null,null,{"$f":"IF(OR(AC216=0,AC216=-1),Beregn1!$E$36,AC216)","v":41},true,{"$f":"IF(AND(AF216=41,AG216=FALSE),Beregn1!$E$36,AC216)","v":0},null,0,0,0,0,0,null,{"$f":"ROUND(AJ216*Beregn1!$F$30,4)","v":0},{"$f":"ROUND(AK216*Beregn1!$F$30,4)","v":0},{"$f":"ROUND(AL216*Beregn1!$F$30,4)","v":0},{"$f":"ROUND(AM216*Beregn1!$F$30,4)","v":0},{"$f":"ROUND(AN216*Beregn1!$F$30,4)","v":0}]
[null,null,null,null,null,null,null,null,null,null,null,null,null,null,null,null,null,null,null,null,null,null,null,null,null,null,null,null,null,null,null,{"$f":"IF(OR(AC217=0,AC217=-1),Beregn1!$E$36,AC217)","v":41},true,{"$f":"IF(AND(AF217=41,AG217=FALSE),Beregn1!$E$36,AC217)","v":0},null,0,0,0,0,0,null,{"$f":"ROUND(AJ217*Beregn1!$F$30,4)","v":0},{"$f":"ROUND(AK217*Beregn1!$F$30,4)","v":0},{"$f":"ROUND(AL217*Beregn1!$F$30,4)","v":0},{"$f":"ROUND(AM217*Beregn1!$F$30,4)","v":0},{"$f":"ROUND(AN217*Beregn1!$F$30,4)","v":0}]
[null,null,null,null,null,null,null,null,null,null,null,null,null,null,null,null,null,null,null,null,null,null,null,null,null,null,null,null,null,null,null,{"$f":"IF(OR(AC218=0,AC218=-1),Beregn1!$E$36,AC218)","v":41},true,{"$f":"IF(AND(AF218=41,AG218=FALSE),Beregn1!$E$36,AC218)","v":0},null,0,0,0,0,0,null,{"$f":"ROUND(AJ218*Beregn1!$F$30,4)","v":0},{"$f":"ROUND(AK218*Beregn1!$F$30,4)","v":0},{"$f":"ROUND(AL218*Beregn1!$F$30,4)","v":0},{"$f":"ROUND(AM218*Beregn1!$F$30,4)","v":0},{"$f":"ROUND(AN218*Beregn1!$F$30,4)","v":0}]
[null,null,null,null,null,null,null,null,null,null,null,null,null,null,null,null,null,null,null,null,null,null,null,null,null,null,null,null,null,null,null,{"$f":"IF(OR(AC219=0,AC219=-1),Beregn1!$E$36,AC219)","v":41},true,{"$f":"IF(AND(AF219=41,AG219=FALSE),Beregn1!$E$36,AC219)","v":0},null,0,0,0,0,0,null,{"$f":"ROUND(AJ219*Beregn1!$F$30,4)","v":0},{"$f":"ROUND(AK219*Beregn1!$F$30,4)","v":0},{"$f":"ROUND(AL219*Beregn1!$F$30,4)","v":0},{"$f":"ROUND(AM219*Beregn1!$F$30,4)","v":0},{"$f":"ROUND(AN219*Beregn1!$F$30,4)","v":0}]
[null,null,null,null,null,null,null,null,null,null,null,null,null,null,null,null,null,null,null,null,null,null,null,null,null,null,null,null,null,null,null,{"$f":"IF(OR(AC220=0,AC220=-1),Beregn1!$E$36,AC220)","v":41},true,{"$f":"IF(AND(AF220=41,AG220=FALSE),Beregn1!$E$36,AC220)","v":0},null,0,0,0,0,0,null,{"$f":"ROUND(AJ220*Beregn1!$F$30,4)","v":0},{"$f":"ROUND(AK220*Beregn1!$F$30,4)","v":0},{"$f":"ROUND(AL220*Beregn1!$F$30,4)","v":0},{"$f":"ROUND(AM220*Beregn1!$F$30,4)","v":0},{"$f":"ROUND(AN220*Beregn1!$F$30,4)","v":0}]
[null,null,null,null,null,null,null,null,null,null,null,null,null,null,null,null,null,null,null,null,null,null,null,null,null,null,null,null,null,null,null,{"$f":"IF(OR(AC221=0,AC221=-1),Beregn1!$E$36,AC221)","v":41},true,{"$f":"IF(AND(AF221=41,AG221=FALSE),Beregn1!$E$36,AC221)","v":0},null,0,0,0,0,0,null,{"$f":"ROUND(AJ221*Beregn1!$F$30,4)","v":0},{"$f":"ROUND(AK221*Beregn1!$F$30,4)","v":0},{"$f":"ROUND(AL221*Beregn1!$F$30,4)","v":0},{"$f":"ROUND(AM221*Beregn1!$F$30,4)","v":0},{"$f":"ROUND(AN221*Beregn1!$F$30,4)","v":0}]
[null,null,null,null,null,null,null,null,null,null,null,null,null,null,null,null,null,null,null,null,null,null,null,null,null,null,null,null,null,null,null,{"$f":"IF(OR(AC222=0,AC222=-1),Beregn1!$E$36,AC222)","v":41},true,{"$f":"IF(AND(AF222=41,AG222=FALSE),Beregn1!$E$36,AC222)","v":0},null,0,0,0,0,0,null,{"$f":"ROUND(AJ222*Beregn1!$F$30,4)","v":0},{"$f":"ROUND(AK222*Beregn1!$F$30,4)","v":0},{"$f":"ROUND(AL222*Beregn1!$F$30,4)","v":0},{"$f":"ROUND(AM222*Beregn1!$F$30,4)","v":0},{"$f":"ROUND(AN222*Beregn1!$F$30,4)","v":0}]
[null,null,null,null,null,null,null,null,null,null,null,null,null,null,null,null,null,null,null,null,null,null,null,null,null,null,null,null,null,null,null,{"$f":"IF(OR(AC223=0,AC223=-1),Beregn1!$E$36,AC223)","v":41},true,{"$f":"IF(AND(AF223=41,AG223=FALSE),Beregn1!$E$36,AC223)","v":0},null,0,0,0,0,0,null,{"$f":"ROUND(AJ223*Beregn1!$F$30,4)","v":0},{"$f":"ROUND(AK223*Beregn1!$F$30,4)","v":0},{"$f":"ROUND(AL223*Beregn1!$F$30,4)","v":0},{"$f":"ROUND(AM223*Beregn1!$F$30,4)","v":0},{"$f":"ROUND(AN223*Beregn1!$F$30,4)","v":0}]
[null,null,null,null,null,null,null,null,null,null,null,null,null,null,null,null,null,null,null,null,null,null,null,null,null,null,null,null,null,null,null,{"$f":"IF(OR(AC224=0,AC224=-1),Beregn1!$E$36,AC224)","v":41},true,{"$f":"IF(AND(AF224=41,AG224=FALSE),Beregn1!$E$36,AC224)","v":0},null,0,0,0,0,0,null,{"$f":"ROUND(AJ224*Beregn1!$F$30,4)","v":0},{"$f":"ROUND(AK224*Beregn1!$F$30,4)","v":0},{"$f":"ROUND(AL224*Beregn1!$F$30,4)","v":0},{"$f":"ROUND(AM224*Beregn1!$F$30,4)","v":0},{"$f":"ROUND(AN224*Beregn1!$F$30,4)","v":0}]
[null,null,null,null,null,null,null,null,null,null,null,null,null,null,null,null,null,null,null,null,null,null,null,null,null,null,null,null,null,null,null,{"$f":"IF(OR(AC225=0,AC225=-1),Beregn1!$E$36,AC225)","v":41},true,{"$f":"IF(AND(AF225=41,AG225=FALSE),Beregn1!$E$36,AC225)","v":0},null,0,0,0,0,0,null,{"$f":"ROUND(AJ225*Beregn1!$F$30,4)","v":0},{"$f":"ROUND(AK225*Beregn1!$F$30,4)","v":0},{"$f":"ROUND(AL225*Beregn1!$F$30,4)","v":0},{"$f":"ROUND(AM225*Beregn1!$F$30,4)","v":0},{"$f":"ROUND(AN225*Beregn1!$F$30,4)","v":0}]
[null,null,null,null,null,null,null,null,null,null,null,null,null,null,null,null,null,null,null,null,null,null,null,null,null,null,null,null,null,null,null,{"$f":"IF(OR(AC226=0,AC226=-1),Beregn1!$E$36,AC226)","v":41},true,{"$f":"IF(AND(AF226=41,AG226=FALSE),Beregn1!$E$36,AC226)","v":0},null,0,0,0,0,0,null,{"$f":"ROUND(AJ226*Beregn1!$F$30,4)","v":0},{"$f":"ROUND(AK226*Beregn1!$F$30,4)","v":0},{"$f":"ROUND(AL226*Beregn1!$F$30,4)","v":0},{"$f":"ROUND(AM226*Beregn1!$F$30,4)","v":0},{"$f":"ROUND(AN226*Beregn1!$F$30,4)","v":0}]
[null,null,null,null,null,null,null,null,null,null,null,null,null,null,null,null,null,null,null,null,null,null,null,null,null,null,null,null,null,null,null,{"$f":"IF(OR(AC227=0,AC227=-1),Beregn1!$E$36,AC227)","v":41},true,{"$f":"IF(AND(AF227=41,AG227=FALSE),Beregn1!$E$36,AC227)","v":0},null,0,0,0,0,0,null,{"$f":"ROUND(AJ227*Beregn1!$F$30,4)","v":0},{"$f":"ROUND(AK227*Beregn1!$F$30,4)","v":0},{"$f":"ROUND(AL227*Beregn1!$F$30,4)","v":0},{"$f":"ROUND(AM227*Beregn1!$F$30,4)","v":0},{"$f":"ROUND(AN227*Beregn1!$F$30,4)","v":0}]
[null,null,null,null,null,null,null,null,null,null,null,null,null,null,null,null,null,null,null,null,null,null,null,null,null,null,null,null,null,null,null,{"$f":"IF(OR(AC228=0,AC228=-1),Beregn1!$E$36,AC228)","v":41},true,{"$f":"IF(AND(AF228=41,AG228=FALSE),Beregn1!$E$36,AC228)","v":0},null,0,0,0,0,0,null,{"$f":"ROUND(AJ228*Beregn1!$F$30,4)","v":0},{"$f":"ROUND(AK228*Beregn1!$F$30,4)","v":0},{"$f":"ROUND(AL228*Beregn1!$F$30,4)","v":0},{"$f":"ROUND(AM228*Beregn1!$F$30,4)","v":0},{"$f":"ROUND(AN228*Beregn1!$F$30,4)","v":0}]
[null,null,null,null,null,null,null,null,null,null,null,null,null,null,null,null,null,null,null,null,null,null,null,null,null,null,null,null,null,null,null,{"$f":"IF(OR(AC229=0,AC229=-1),Beregn1!$E$36,AC229)","v":41},true,{"$f":"IF(AND(AF229=41,AG229=FALSE),Beregn1!$E$36,AC229)","v":0},null,0,0,0,0,0,null,{"$f":"ROUND(AJ229*Beregn1!$F$30,4)","v":0},{"$f":"ROUND(AK229*Beregn1!$F$30,4)","v":0},{"$f":"ROUND(AL229*Beregn1!$F$30,4)","v":0},{"$f":"ROUND(AM229*Beregn1!$F$30,4)","v":0},{"$f":"ROUND(AN229*Beregn1!$F$30,4)","v":0}]
[null,null,null,null,null,null,null,null,null,null,null,null,null,null,null,null,null,null,null,null,null,null,null,null,null,null,null,null,null,null,null,{"$f":"IF(OR(AC230=0,AC230=-1),Beregn1!$E$36,AC230)","v":41},true,{"$f":"IF(AND(AF230=41,AG230=FALSE),Beregn1!$E$36,AC230)","v":0},null,0,0,0,0,0,null,{"$f":"ROUND(AJ230*Beregn1!$F$30,4)","v":0},{"$f":"ROUND(AK230*Beregn1!$F$30,4)","v":0},{"$f":"ROUND(AL230*Beregn1!$F$30,4)","v":0},{"$f":"ROUND(AM230*Beregn1!$F$30,4)","v":0},{"$f":"ROUND(AN230*Beregn1!$F$30,4)","v":0}]
[null,null,null,null,null,null,null,null,null,null,null,null,null,null,null,null,null,null,null,null,null,null,null,null,null,null,null,null,null,null,null,{"$f":"IF(OR(AC231=0,AC231=-1),Beregn1!$E$36,AC231)","v":41},true,{"$f":"IF(AND(AF231=41,AG231=FALSE),Beregn1!$E$36,AC231)","v":0},null,0,0,0,0,0,null,{"$f":"ROUND(AJ231*Beregn1!$F$30,4)","v":0},{"$f":"ROUND(AK231*Beregn1!$F$30,4)","v":0},{"$f":"ROUND(AL231*Beregn1!$F$30,4)","v":0},{"$f":"ROUND(AM231*Beregn1!$F$30,4)","v":0},{"$f":"ROUND(AN231*Beregn1!$F$30,4)","v":0}]
[null,null,null,null,null,null,null,null,null,null,null,null,null,null,null,null,null,null,null,null,null,null,null,null,null,null,null,null,null,null,null,{"$f":"IF(OR(AC232=0,AC232=-1),Beregn1!$E$36,AC232)","v":41},true,{"$f":"IF(AND(AF232=41,AG232=FALSE),Beregn1!$E$36,AC232)","v":0},null,0,0,0,0,0,null,{"$f":"ROUND(AJ232*Beregn1!$F$30,4)","v":0},{"$f":"ROUND(AK232*Beregn1!$F$30,4)","v":0},{"$f":"ROUND(AL232*Beregn1!$F$30,4)","v":0},{"$f":"ROUND(AM232*Beregn1!$F$30,4)","v":0},{"$f":"ROUND(AN232*Beregn1!$F$30,4)","v":0}]
[null,null,null,null,null,null,null,null,null,null,null,null,null,null,null,null,null,null,null,null,null,null,null,null,null,null,null,null,null,null,null,{"$f":"IF(OR(AC233=0,AC233=-1),Beregn1!$E$36,AC233)","v":41},true,{"$f":"IF(AND(AF233=41,AG233=FALSE),Beregn1!$E$36,AC233)","v":0},null,0,0,0,0,0,null,{"$f":"ROUND(AJ233*Beregn1!$F$30,4)","v":0},{"$f":"ROUND(AK233*Beregn1!$F$30,4)","v":0},{"$f":"ROUND(AL233*Beregn1!$F$30,4)","v":0},{"$f":"ROUND(AM233*Beregn1!$F$30,4)","v":0},{"$f":"ROUND(AN233*Beregn1!$F$30,4)","v":0}]
[null,null,null,null,null,null,null,null,null,null,null,null,null,null,null,null,null,null,null,null,null,null,null,null,null,null,null,null,null,null,null,{"$f":"IF(OR(AC234=0,AC234=-1),Beregn1!$E$36,AC234)","v":41},true,{"$f":"IF(AND(AF234=41,AG234=FALSE),Beregn1!$E$36,AC234)","v":0},null,0,0,0,0,0,null,{"$f":"ROUND(AJ234*Beregn1!$F$30,4)","v":0},{"$f":"ROUND(AK234*Beregn1!$F$30,4)","v":0},{"$f":"ROUND(AL234*Beregn1!$F$30,4)","v":0},{"$f":"ROUND(AM234*Beregn1!$F$30,4)","v":0},{"$f":"ROUND(AN234*Beregn1!$F$30,4)","v":0}]
[null,null,null,null,null,null,null,null,null,null,null,null,null,null,null,null,null,null,null,null,null,null,null,null,null,null,null,null,null,null,null,{"$f":"IF(OR(AC235=0,AC235=-1),Beregn1!$E$36,AC235)","v":41},true,{"$f":"IF(AND(AF235=41,AG235=FALSE),Beregn1!$E$36,AC235)","v":0},null,0,0,0,0,0,null,{"$f":"ROUND(AJ235*Beregn1!$F$30,4)","v":0},{"$f":"ROUND(AK235*Beregn1!$F$30,4)","v":0},{"$f":"ROUND(AL235*Beregn1!$F$30,4)","v":0},{"$f":"ROUND(AM235*Beregn1!$F$30,4)","v":0},{"$f":"ROUND(AN235*Beregn1!$F$30,4)","v":0}]
[null,null,null,null,null,null,null,null,null,null,null,null,null,null,null,null,null,null,null,null,null,null,null,null,null,null,null,null,null,null,null,{"$f":"IF(OR(AC236=0,AC236=-1),Beregn1!$E$36,AC236)","v":41},true,{"$f":"IF(AND(AF236=41,AG236=FALSE),Beregn1!$E$36,AC236)","v":0},null,0,0,0,0,0,null,{"$f":"ROUND(AJ236*Beregn1!$F$30,4)","v":0},{"$f":"ROUND(AK236*Beregn1!$F$30,4)","v":0},{"$f":"ROUND(AL236*Beregn1!$F$30,4)","v":0},{"$f":"ROUND(AM236*Beregn1!$F$30,4)","v":0},{"$f":"ROUND(AN236*Beregn1!$F$30,4)","v":0}]
[null,null,null,null,null,null,null,null,null,null,null,null,null,null,null,null,null,null,null,null,null,null,null,null,null,null,null,null,null,null,null,{"$f":"IF(OR(AC237=0,AC237=-1),Beregn1!$E$36,AC237)","v":41},true,{"$f":"IF(AND(AF237=41,AG237=FALSE),Beregn1!$E$36,AC237)","v":0},null,0,0,0,0,0,null,{"$f":"ROUND(AJ237*Beregn1!$F$30,4)","v":0},{"$f":"ROUND(AK237*Beregn1!$F$30,4)","v":0},{"$f":"ROUND(AL237*Beregn1!$F$30,4)","v":0},{"$f":"ROUND(AM237*Beregn1!$F$30,4)","v":0},{"$f":"ROUND(AN237*Beregn1!$F$30,4)","v":0}]
[null,null,null,null,null,null,null,null,null,null,null,null,null,null,null,null,null,null,null,null,null,null,null,null,null,null,null,null,null,null,null,{"$f":"IF(OR(AC238=0,AC238=-1),Beregn1!$E$36,AC238)","v":41},true,{"$f":"IF(AND(AF238=41,AG238=FALSE),Beregn1!$E$36,AC238)","v":0},null,0,0,0,0,0,null,{"$f":"ROUND(AJ238*Beregn1!$F$30,4)","v":0},{"$f":"ROUND(AK238*Beregn1!$F$30,4)","v":0},{"$f":"ROUND(AL238*Beregn1!$F$30,4)","v":0},{"$f":"ROUND(AM238*Beregn1!$F$30,4)","v":0},{"$f":"ROUND(AN238*Beregn1!$F$30,4)","v":0}]
[null,null,null,null,null,null,null,null,null,null,null,null,null,null,null,null,null,null,null,null,null,null,null,null,null,null,null,null,null,null,null,{"$f":"IF(OR(AC239=0,AC239=-1),Beregn1!$E$36,AC239)","v":41},true,{"$f":"IF(AND(AF239=41,AG239=FALSE),Beregn1!$E$36,AC239)","v":0},null,0,0,0,0,0,null,{"$f":"ROUND(AJ239*Beregn1!$F$30,4)","v":0},{"$f":"ROUND(AK239*Beregn1!$F$30,4)","v":0},{"$f":"ROUND(AL239*Beregn1!$F$30,4)","v":0},{"$f":"ROUND(AM239*Beregn1!$F$30,4)","v":0},{"$f":"ROUND(AN239*Beregn1!$F$30,4)","v":0}]
[null,null,null,null,null,null,null,null,null,null,null,null,null,null,null,null,null,null,null,null,null,null,null,null,null,null,null,null,null,null,null,{"$f":"IF(OR(AC240=0,AC240=-1),Beregn1!$E$36,AC240)","v":41},true,{"$f":"IF(AND(AF240=41,AG240=FALSE),Beregn1!$E$36,AC240)","v":0},null,0,0,0,0,0,null,{"$f":"ROUND(AJ240*Beregn1!$F$30,4)","v":0},{"$f":"ROUND(AK240*Beregn1!$F$30,4)","v":0},{"$f":"ROUND(AL240*Beregn1!$F$30,4)","v":0},{"$f":"ROUND(AM240*Beregn1!$F$30,4)","v":0},{"$f":"ROUND(AN240*Beregn1!$F$30,4)","v":0}]
[null,null,null,null,null,null,null,null,null,null,null,null,null,null,null,null,null,null,null,null,null,null,null,null,null,null,null,null,null,null,null,{"$f":"IF(OR(AC241=0,AC241=-1),Beregn1!$E$36,AC241)","v":41},true,{"$f":"IF(AND(AF241=41,AG241=FALSE),Beregn1!$E$36,AC241)","v":0},null,0,0,0,0,0,null,{"$f":"ROUND(AJ241*Beregn1!$F$30,4)","v":0},{"$f":"ROUND(AK241*Beregn1!$F$30,4)","v":0},{"$f":"ROUND(AL241*Beregn1!$F$30,4)","v":0},{"$f":"ROUND(AM241*Beregn1!$F$30,4)","v":0},{"$f":"ROUND(AN241*Beregn1!$F$30,4)","v":0}]
[null,null,null,null,null,null,null,null,null,null,null,null,null,null,null,null,null,null,null,null,null,null,null,null,null,null,null,null,null,null,null,{"$f":"IF(OR(AC242=0,AC242=-1),Beregn1!$E$36,AC242)","v":41},true,{"$f":"IF(AND(AF242=41,AG242=FALSE),Beregn1!$E$36,AC242)","v":0},null,0,0,0,0,0,null,{"$f":"ROUND(AJ242*Beregn1!$F$30,4)","v":0},{"$f":"ROUND(AK242*Beregn1!$F$30,4)","v":0},{"$f":"ROUND(AL242*Beregn1!$F$30,4)","v":0},{"$f":"ROUND(AM242*Beregn1!$F$30,4)","v":0},{"$f":"ROUND(AN242*Beregn1!$F$30,4)","v":0}]
[null,null,null,null,null,null,null,null,null,null,null,null,null,null,null,null,null,null,null,null,null,null,null,null,null,null,null,null,null,null,null,{"$f":"IF(OR(AC243=0,AC243=-1),Beregn1!$E$36,AC243)","v":41},true,{"$f":"IF(AND(AF243=41,AG243=FALSE),Beregn1!$E$36,AC243)","v":0},null,0,0,0,0,0,null,{"$f":"ROUND(AJ243*Beregn1!$F$30,4)","v":0},{"$f":"ROUND(AK243*Beregn1!$F$30,4)","v":0},{"$f":"ROUND(AL243*Beregn1!$F$30,4)","v":0},{"$f":"ROUND(AM243*Beregn1!$F$30,4)","v":0},{"$f":"ROUND(AN243*Beregn1!$F$30,4)","v":0}]
[null,null,null,null,null,null,null,null,null,null,null,null,null,null,null,null,null,null,null,null,null,null,null,null,null,null,null,null,null,null,null,{"$f":"IF(OR(AC244=0,AC244=-1),Beregn1!$E$36,AC244)","v":41},true,{"$f":"IF(AND(AF244=41,AG244=FALSE),Beregn1!$E$36,AC244)","v":0},null,0,0,0,0,0,null,{"$f":"ROUND(AJ244*Beregn1!$F$30,4)","v":0},{"$f":"ROUND(AK244*Beregn1!$F$30,4)","v":0},{"$f":"ROUND(AL244*Beregn1!$F$30,4)","v":0},{"$f":"ROUND(AM244*Beregn1!$F$30,4)","v":0},{"$f":"ROUND(AN244*Beregn1!$F$30,4)","v":0}]
[null,null,null,null,null,null,null,null,null,null,null,null,null,null,null,null,null,null,null,null,null,null,null,null,null,null,null,null,null,null,null,{"$f":"IF(OR(AC245=0,AC245=-1),Beregn1!$E$36,AC245)","v":41},true,{"$f":"IF(AND(AF245=41,AG245=FALSE),Beregn1!$E$36,AC245)","v":0},null,0,0,0,0,0,null,{"$f":"ROUND(AJ245*Beregn1!$F$30,4)","v":0},{"$f":"ROUND(AK245*Beregn1!$F$30,4)","v":0},{"$f":"ROUND(AL245*Beregn1!$F$30,4)","v":0},{"$f":"ROUND(AM245*Beregn1!$F$30,4)","v":0},{"$f":"ROUND(AN245*Beregn1!$F$30,4)","v":0}]
[null,null,null,null,null,null,null,null,null,null,null,null,null,null,null,null,null,null,null,null,null,null,null,null,null,null,null,null,null,null,null,{"$f":"IF(OR(AC246=0,AC246=-1),Beregn1!$E$36,AC246)","v":41},true,{"$f":"IF(AND(AF246=41,AG246=FALSE),Beregn1!$E$36,AC246)","v":0},null,0,0,0,0,0,null,{"$f":"ROUND(AJ246*Beregn1!$F$30,4)","v":0},{"$f":"ROUND(AK246*Beregn1!$F$30,4)","v":0},{"$f":"ROUND(AL246*Beregn1!$F$30,4)","v":0},{"$f":"ROUND(AM246*Beregn1!$F$30,4)","v":0},{"$f":"ROUND(AN246*Beregn1!$F$30,4)","v":0}]
[null,null,null,null,null,null,null,null,null,null,null,null,null,null,null,null,null,null,null,null,null,null,null,null,null,null,null,null,null,null,null,{"$f":"IF(OR(AC247=0,AC247=-1),Beregn1!$E$36,AC247)","v":41},true,{"$f":"IF(AND(AF247=41,AG247=FALSE),Beregn1!$E$36,AC247)","v":0},null,0,0,0,0,0,null,{"$f":"ROUND(AJ247*Beregn1!$F$30,4)","v":0},{"$f":"ROUND(AK247*Beregn1!$F$30,4)","v":0},{"$f":"ROUND(AL247*Beregn1!$F$30,4)","v":0},{"$f":"ROUND(AM247*Beregn1!$F$30,4)","v":0},{"$f":"ROUND(AN247*Beregn1!$F$30,4)","v":0}]
[null,null,null,null,null,null,null,null,null,null,null,null,null,null,null,null,null,null,null,null,null,null,null,null,null,null,null,null,null,null,null,{"$f":"IF(OR(AC248=0,AC248=-1),Beregn1!$E$36,AC248)","v":41},true,{"$f":"IF(AND(AF248=41,AG248=FALSE),Beregn1!$E$36,AC248)","v":0},null,0,0,0,0,0,null,{"$f":"ROUND(AJ248*Beregn1!$F$30,4)","v":0},{"$f":"ROUND(AK248*Beregn1!$F$30,4)","v":0},{"$f":"ROUND(AL248*Beregn1!$F$30,4)","v":0},{"$f":"ROUND(AM248*Beregn1!$F$30,4)","v":0},{"$f":"ROUND(AN248*Beregn1!$F$30,4)","v":0}]
[null,null,null,null,null,null,null,null,null,null,null,null,null,null,null,null,null,null,null,null,null,null,null,null,null,null,null,null,null,null,null,{"$f":"IF(OR(AC249=0,AC249=-1),Beregn1!$E$36,AC249)","v":41},true,{"$f":"IF(AND(AF249=41,AG249=FALSE),Beregn1!$E$36,AC249)","v":0},null,0,0,0,0,0,null,{"$f":"ROUND(AJ249*Beregn1!$F$30,4)","v":0},{"$f":"ROUND(AK249*Beregn1!$F$30,4)","v":0},{"$f":"ROUND(AL249*Beregn1!$F$30,4)","v":0},{"$f":"ROUND(AM249*Beregn1!$F$30,4)","v":0},{"$f":"ROUND(AN249*Beregn1!$F$30,4)","v":0}]
[null,null,null,null,null,null,null,null,null,null,null,null,null,null,null,null,null,null,null,null,null,null,null,null,null,null,null,null,null,null,null,{"$f":"IF(OR(AC250=0,AC250=-1),Beregn1!$E$36,AC250)","v":41},true,{"$f":"IF(AND(AF250=41,AG250=FALSE),Beregn1!$E$36,AC250)","v":0},null,0,0,0,0,0,null,{"$f":"ROUND(AJ250*Beregn1!$F$30,4)","v":0},{"$f":"ROUND(AK250*Beregn1!$F$30,4)","v":0},{"$f":"ROUND(AL250*Beregn1!$F$30,4)","v":0},{"$f":"ROUND(AM250*Beregn1!$F$30,4)","v":0},{"$f":"ROUND(AN250*Beregn1!$F$30,4)","v":0}]
[null,null,null,null,null,null,null,null,null,null,null,null,null,null,null,null,null,null,null,null,null,null,null,null,null,null,null,null,null,null,null,{"$f":"IF(OR(AC251=0,AC251=-1),Beregn1!$E$36,AC251)","v":41},true,{"$f":"IF(AND(AF251=41,AG251=FALSE),Beregn1!$E$36,AC251)","v":0},null,0,0,0,0,0,null,{"$f":"ROUND(AJ251*Beregn1!$F$30,4)","v":0},{"$f":"ROUND(AK251*Beregn1!$F$30,4)","v":0},{"$f":"ROUND(AL251*Beregn1!$F$30,4)","v":0},{"$f":"ROUND(AM251*Beregn1!$F$30,4)","v":0},{"$f":"ROUND(AN251*Beregn1!$F$30,4)","v":0}]
[null,null,null,null,null,null,null,null,null,null,null,null,null,null,null,null,null,null,null,null,null,null,null,null,null,null,null,null,null,null,null,{"$f":"IF(OR(AC252=0,AC252=-1),Beregn1!$E$36,AC252)","v":41},true,{"$f":"IF(AND(AF252=41,AG252=FALSE),Beregn1!$E$36,AC252)","v":0},null,0,0,0,0,0,null,{"$f":"ROUND(AJ252*Beregn1!$F$30,4)","v":0},{"$f":"ROUND(AK252*Beregn1!$F$30,4)","v":0},{"$f":"ROUND(AL252*Beregn1!$F$30,4)","v":0},{"$f":"ROUND(AM252*Beregn1!$F$30,4)","v":0},{"$f":"ROUND(AN252*Beregn1!$F$30,4)","v":0}]
[null,null,null,null,null,null,null,null,null,null,null,null,null,null,null,null,null,null,null,null,null,null,null,null,null,null,null,null,null,null,null,{"$f":"IF(OR(AC253=0,AC253=-1),Beregn1!$E$36,AC253)","v":41},true,{"$f":"IF(AND(AF253=41,AG253=FALSE),Beregn1!$E$36,AC253)","v":0},null,0,0,0,0,0,null,{"$f":"ROUND(AJ253*Beregn1!$F$30,4)","v":0},{"$f":"ROUND(AK253*Beregn1!$F$30,4)","v":0},{"$f":"ROUND(AL253*Beregn1!$F$30,4)","v":0},{"$f":"ROUND(AM253*Beregn1!$F$30,4)","v":0},{"$f":"ROUND(AN253*Beregn1!$F$30,4)","v":0}]
[null,null,null,null,null,null,null,null,null,null,null,null,null,null,null,null,null,null,null,null,null,null,null,null,null,null,null,null,null,null,null,{"$f":"IF(OR(AC254=0,AC254=-1),Beregn1!$E$36,AC254)","v":41},true,{"$f":"IF(AND(AF254=41,AG254=FALSE),Beregn1!$E$36,AC254)","v":0},null,0,0,0,0,0,null,{"$f":"ROUND(AJ254*Beregn1!$F$30,4)","v":0},{"$f":"ROUND(AK254*Beregn1!$F$30,4)","v":0},{"$f":"ROUND(AL254*Beregn1!$F$30,4)","v":0},{"$f":"ROUND(AM254*Beregn1!$F$30,4)","v":0},{"$f":"ROUND(AN254*Beregn1!$F$30,4)","v":0}]
[null,null,null,null,null,null,null,null,null,null,null,null,null,null,null,null,null,null,null,null,null,null,null,null,null,null,null,null,null,null,null,{"$f":"IF(OR(AC255=0,AC255=-1),Beregn1!$E$36,AC255)","v":41},true,{"$f":"IF(AND(AF255=41,AG255=FALSE),Beregn1!$E$36,AC255)","v":0},null,0,0,0,0,0,null,{"$f":"ROUND(AJ255*Beregn1!$F$30,4)","v":0},{"$f":"ROUND(AK255*Beregn1!$F$30,4)","v":0},{"$f":"ROUND(AL255*Beregn1!$F$30,4)","v":0},{"$f":"ROUND(AM255*Beregn1!$F$30,4)","v":0},{"$f":"ROUND(AN255*Beregn1!$F$30,4)","v":0}]
[null,null,null,null,null,null,null,null,null,null,null,null,null,null,null,null,null,null,null,null,null,null,null,null,null,null,null,null,null,null,null,{"$f":"IF(OR(AC256=0,AC256=-1),Beregn1!$E$36,AC256)","v":41},true,{"$f":"IF(AND(AF256=41,AG256=FALSE),Beregn1!$E$36,AC256)","v":0},null,0,0,0,0,0,null,{"$f":"ROUND(AJ256*Beregn1!$F$30,4)","v":0},{"$f":"ROUND(AK256*Beregn1!$F$30,4)","v":0},{"$f":"ROUND(AL256*Beregn1!$F$30,4)","v":0},{"$f":"ROUND(AM256*Beregn1!$F$30,4)","v":0},{"$f":"ROUND(AN256*Beregn1!$F$30,4)","v":0}]
[null,null,null,null,null,null,null,null,null,null,null,null,null,null,null,null,null,null,null,null,null,null,null,null,null,null,null,null,null,null,null,{"$f":"IF(OR(AC257=0,AC257=-1),Beregn1!$E$36,AC257)","v":41},true,{"$f":"IF(AND(AF257=41,AG257=FALSE),Beregn1!$E$36,AC257)","v":0},null,0,0,0,0,0,null,{"$f":"ROUND(AJ257*Beregn1!$F$30,4)","v":0},{"$f":"ROUND(AK257*Beregn1!$F$30,4)","v":0},{"$f":"ROUND(AL257*Beregn1!$F$30,4)","v":0},{"$f":"ROUND(AM257*Beregn1!$F$30,4)","v":0},{"$f":"ROUND(AN257*Beregn1!$F$30,4)","v":0}]
[null,null,null,null,null,null,null,null,null,null,null,null,null,null,null,null,null,null,null,null,null,null,null,null,null,null,null,null,null,null,null,{"$f":"IF(OR(AC258=0,AC258=-1),Beregn1!$E$36,AC258)","v":41},true,{"$f":"IF(AND(AF258=41,AG258=FALSE),Beregn1!$E$36,AC258)","v":0},null,{"$f":"INDEX($T258:$AD258,MATCH(\"Evaporated\",$T$1:$AD$1,0))","v":0},{"$f":"INDEX($T258:$AD258,MATCH(\"Drained\",$T$1:$AD$1,0))","v":0},{"$f":"INDEX($T258:$AD258,MATCH(\"Overflow\",$T$1:$AD$1,0))","v":0},{"$f":"AH258","v":0},{"$f":"INDEX($T258:$AD258,MATCH(\"Available_Volume\",$T$1:$AD$1,0))","v":0},null,{"$f":"ROUND(AJ258*Beregn1!$F$30,4)","v":0},{"$f":"ROUND(AK258*Beregn1!$F$30,4)","v":0},{"$f":"ROUND(AL258*Beregn1!$F$30,4)","v":0},{"$f":"ROUND(AM258*Beregn1!$F$30,4)","v":0},{"$f":"ROUND(AN258*Beregn1!$F$30,4)","v":0}]
[null,null,null,null,null,null,null,null,null,null,null,null,null,null,null,null,null,null,null,null,null,null,null,null,null,null,null,null,null,null,null,{"$f":"IF(OR(AC259=0,AC259=-1),Beregn1!$E$36,AC259)","v":41},{"$f":"ISBLANK(AC259)","v":true},{"$f":"IF(AND(AF259=41,AG259=FALSE),Beregn1!$E$36,AC259)","v":0},null,0,0,0,0,0,null,{"$f":"ROUND(AJ259*Beregn1!$F$30,4)","v":0},{"$f":"ROUND(AK259*Beregn1!$F$30,4)","v":0},{"$f":"ROUND(AL259*Beregn1!$F$30,4)","v":0},{"$f":"ROUND(AM259*Beregn1!$F$30,4)","v":0},{"$f":"ROUND(AN259*Beregn1!$F$30,4)","v":0}]
[null,null,null,null,null,null,null,null,null,null,null,null,null,null,null,null,null,null,null,null,null,null,null,null,null,null,null,null,null,null,null,{"$f":"IF(OR(AC260=0,AC260=-1),Beregn1!$E$36,AC260)","v":41},true,{"$f":"IF(AND(AF260=41,AG260=FALSE),Beregn1!$E$36,AC260)","v":0},null,0,0,0,0,0,null,{"$f":"ROUND(AJ260*Beregn1!$F$30,4)","v":0},{"$f":"ROUND(AK260*Beregn1!$F$30,4)","v":0},{"$f":"ROUND(AL260*Beregn1!$F$30,4)","v":0},{"$f":"ROUND(AM260*Beregn1!$F$30,4)","v":0},{"$f":"ROUND(AN260*Beregn1!$F$30,4)","v":0}]
[null,null,null,null,null,null,null,null,null,null,null,null,null,null,null,null,null,null,null,null,null,null,null,null,null,null,null,null,null,null,null,{"$f":"IF(OR(AC261=0,AC261=-1),Beregn1!$E$36,AC261)","v":41},true,{"$f":"IF(AND(AF261=41,AG261=FALSE),Beregn1!$E$36,AC261)","v":0},null,0,0,0,0,0,null,{"$f":"ROUND(AJ261*Beregn1!$F$30,4)","v":0},{"$f":"ROUND(AK261*Beregn1!$F$30,4)","v":0},{"$f":"ROUND(AL261*Beregn1!$F$30,4)","v":0},{"$f":"ROUND(AM261*Beregn1!$F$30,4)","v":0},{"$f":"ROUND(AN261*Beregn1!$F$30,4)","v":0}]
[null,null,null,null,null,null,null,null,null,null,null,null,null,null,null,null,null,null,null,null,null,null,null,null,null,null,null,null,null,null,null,{"$f":"IF(OR(AC262=0,AC262=-1),Beregn1!$E$36,AC262)","v":41},true,{"$f":"IF(AND(AF262=41,AG262=FALSE),Beregn1!$E$36,AC262)","v":0},null,0,0,0,0,0,null,{"$f":"ROUND(AJ262*Beregn1!$F$30,4)","v":0},{"$f":"ROUND(AK262*Beregn1!$F$30,4)","v":0},{"$f":"ROUND(AL262*Beregn1!$F$30,4)","v":0},{"$f":"ROUND(AM262*Beregn1!$F$30,4)","v":0},{"$f":"ROUND(AN262*Beregn1!$F$30,4)","v":0}]
[null,null,null,null,null,null,null,null,null,null,null,null,null,null,null,null,null,null,null,null,null,null,null,null,null,null,null,null,null,null,null,{"$f":"IF(OR(AC263=0,AC263=-1),Beregn1!$E$36,AC263)","v":41},true,{"$f":"IF(AND(AF263=41,AG263=FALSE),Beregn1!$E$36,AC263)","v":0},null,0,0,0,0,0,null,{"$f":"ROUND(AJ263*Beregn1!$F$30,4)","v":0},{"$f":"ROUND(AK263*Beregn1!$F$30,4)","v":0},{"$f":"ROUND(AL263*Beregn1!$F$30,4)","v":0},{"$f":"ROUND(AM263*Beregn1!$F$30,4)","v":0},{"$f":"ROUND(AN263*Beregn1!$F$30,4)","v":0}]
[null,null,null,null,null,null,null,null,null,null,null,null,null,null,null,null,null,null,null,null,null,null,null,null,null,null,null,null,null,null,null,{"$f":"IF(OR(AC264=0,AC264=-1),Beregn1!$E$36,AC264)","v":41},true,{"$f":"IF(AND(AF264=41,AG264=FALSE),Beregn1!$E$36,AC264)","v":0},null,0,0,0,0,0,null,{"$f":"ROUND(AJ264*Beregn1!$F$30,4)","v":0},{"$f":"ROUND(AK264*Beregn1!$F$30,4)","v":0},{"$f":"ROUND(AL264*Beregn1!$F$30,4)","v":0},{"$f":"ROUND(AM264*Beregn1!$F$30,4)","v":0},{"$f":"ROUND(AN264*Beregn1!$F$30,4)","v":0}]
[null,null,null,null,null,null,null,null,null,null,null,null,null,null,null,null,null,null,null,null,null,null,null,null,null,null,null,null,null,null,null,{"$f":"IF(OR(AC265=0,AC265=-1),Beregn1!$E$36,AC265)","v":41},true,{"$f":"IF(AND(AF265=41,AG265=FALSE),Beregn1!$E$36,AC265)","v":0},null,0,0,0,0,0,null,{"$f":"ROUND(AJ265*Beregn1!$F$30,4)","v":0},{"$f":"ROUND(AK265*Beregn1!$F$30,4)","v":0},{"$f":"ROUND(AL265*Beregn1!$F$30,4)","v":0},{"$f":"ROUND(AM265*Beregn1!$F$30,4)","v":0},{"$f":"ROUND(AN265*Beregn1!$F$30,4)","v":0}]
[null,null,null,null,null,null,null,null,null,null,null,null,null,null,null,null,null,null,null,null,null,null,null,null,null,null,null,null,null,null,null,{"$f":"IF(OR(AC266=0,AC266=-1),Beregn1!$E$36,AC266)","v":41},true,{"$f":"IF(AND(AF266=41,AG266=FALSE),Beregn1!$E$36,AC266)","v":0},null,0,0,0,0,0,null,{"$f":"ROUND(AJ266*Beregn1!$F$30,4)","v":0},{"$f":"ROUND(AK266*Beregn1!$F$30,4)","v":0},{"$f":"ROUND(AL266*Beregn1!$F$30,4)","v":0},{"$f":"ROUND(AM266*Beregn1!$F$30,4)","v":0},{"$f":"ROUND(AN266*Beregn1!$F$30,4)","v":0}]
[null,null,null,null,null,null,null,null,null,null,null,null,null,null,null,null,null,null,null,null,null,null,null,null,null,null,null,null,null,null,null,{"$f":"IF(OR(AC267=0,AC267=-1),Beregn1!$E$36,AC267)","v":41},true,{"$f":"IF(AND(AF267=41,AG267=FALSE),Beregn1!$E$36,AC267)","v":0},null,0,0,0,0,0,null,{"$f":"ROUND(AJ267*Beregn1!$F$30,4)","v":0},{"$f":"ROUND(AK267*Beregn1!$F$30,4)","v":0},{"$f":"ROUND(AL267*Beregn1!$F$30,4)","v":0},{"$f":"ROUND(AM267*Beregn1!$F$30,4)","v":0},{"$f":"ROUND(AN267*Beregn1!$F$30,4)","v":0}]
[null,null,null,null,null,null,null,null,null,null,null,null,null,null,null,null,null,null,null,null,null,null,null,null,null,null,null,null,null,null,null,{"$f":"IF(OR(AC268=0,AC268=-1),Beregn1!$E$36,AC268)","v":41},true,{"$f":"IF(AND(AF268=41,AG268=FALSE),Beregn1!$E$36,AC268)","v":0},null,0,0,0,0,0,null,{"$f":"ROUND(AJ268*Beregn1!$F$30,4)","v":0},{"$f":"ROUND(AK268*Beregn1!$F$30,4)","v":0},{"$f":"ROUND(AL268*Beregn1!$F$30,4)","v":0},{"$f":"ROUND(AM268*Beregn1!$F$30,4)","v":0},{"$f":"ROUND(AN268*Beregn1!$F$30,4)","v":0}]
[null,null,null,null,null,null,null,null,null,null,null,null,null,null,null,null,null,null,null,null,null,null,null,null,null,null,null,null,null,null,null,{"$f":"IF(OR(AC269=0,AC269=-1),Beregn1!$E$36,AC269)","v":41},true,{"$f":"IF(AND(AF269=41,AG269=FALSE),Beregn1!$E$36,AC269)","v":0},null,0,0,0,0,0,null,{"$f":"ROUND(AJ269*Beregn1!$F$30,4)","v":0},{"$f":"ROUND(AK269*Beregn1!$F$30,4)","v":0},{"$f":"ROUND(AL269*Beregn1!$F$30,4)","v":0},{"$f":"ROUND(AM269*Beregn1!$F$30,4)","v":0},{"$f":"ROUND(AN269*Beregn1!$F$30,4)","v":0}]
[null,null,null,null,null,null,null,null,null,null,null,null,null,null,null,null,null,null,null,null,null,null,null,null,null,null,null,null,null,null,null,{"$f":"IF(OR(AC270=0,AC270=-1),Beregn1!$E$36,AC270)","v":41},true,{"$f":"IF(AND(AF270=41,AG270=FALSE),Beregn1!$E$36,AC270)","v":0},null,0,0,0,0,0,null,{"$f":"ROUND(AJ270*Beregn1!$F$30,4)","v":0},{"$f":"ROUND(AK270*Beregn1!$F$30,4)","v":0},{"$f":"ROUND(AL270*Beregn1!$F$30,4)","v":0},{"$f":"ROUND(AM270*Beregn1!$F$30,4)","v":0},{"$f":"ROUND(AN270*Beregn1!$F$30,4)","v":0}]
[null,null,null,null,null,null,null,null,null,null,null,null,null,null,null,null,null,null,null,null,null,null,null,null,null,null,null,null,null,null,null,{"$f":"IF(OR(AC271=0,AC271=-1),Beregn1!$E$36,AC271)","v":41},true,{"$f":"IF(AND(AF271=41,AG271=FALSE),Beregn1!$E$36,AC271)","v":0},null,0,0,0,0,0,null,{"$f":"ROUND(AJ271*Beregn1!$F$30,4)","v":0},{"$f":"ROUND(AK271*Beregn1!$F$30,4)","v":0},{"$f":"ROUND(AL271*Beregn1!$F$30,4)","v":0},{"$f":"ROUND(AM271*Beregn1!$F$30,4)","v":0},{"$f":"ROUND(AN271*Beregn1!$F$30,4)","v":0}]
[null,null,null,null,null,null,null,null,null,null,null,null,null,null,null,null,null,null,null,null,null,null,null,null,null,null,null,null,null,null,null,{"$f":"IF(OR(AC272=0,AC272=-1),Beregn1!$E$36,AC272)","v":41},true,{"$f":"IF(AND(AF272=41,AG272=FALSE),Beregn1!$E$36,AC272)","v":0},null,0,0,0,0,0,null,{"$f":"ROUND(AJ272*Beregn1!$F$30,4)","v":0},{"$f":"ROUND(AK272*Beregn1!$F$30,4)","v":0},{"$f":"ROUND(AL272*Beregn1!$F$30,4)","v":0},{"$f":"ROUND(AM272*Beregn1!$F$30,4)","v":0},{"$f":"ROUND(AN272*Beregn1!$F$30,4)","v":0}]
[null,null,null,null,null,null,null,null,null,null,null,null,null,null,null,null,null,null,null,null,null,null,null,null,null,null,null,null,null,null,null,{"$f":"IF(OR(AC273=0,AC273=-1),Beregn1!$E$36,AC273)","v":41},true,{"$f":"IF(AND(AF273=41,AG273=FALSE),Beregn1!$E$36,AC273)","v":0},null,0,0,0,0,0,null,{"$f":"ROUND(AJ273*Beregn1!$F$30,4)","v":0},{"$f":"ROUND(AK273*Beregn1!$F$30,4)","v":0},{"$f":"ROUND(AL273*Beregn1!$F$30,4)","v":0},{"$f":"ROUND(AM273*Beregn1!$F$30,4)","v":0},{"$f":"ROUND(AN273*Beregn1!$F$30,4)","v":0}]
[null,null,null,null,null,null,null,null,null,null,null,null,null,null,null,null,null,null,null,null,null,null,null,null,null,null,null,null,null,null,null,{"$f":"IF(OR(AC274=0,AC274=-1),Beregn1!$E$36,AC274)","v":41},true,{"$f":"IF(AND(AF274=41,AG274=FALSE),Beregn1!$E$36,AC274)","v":0},null,0,0,0,0,0,null,{"$f":"ROUND(AJ274*Beregn1!$F$30,4)","v":0},{"$f":"ROUND(AK274*Beregn1!$F$30,4)","v":0},{"$f":"ROUND(AL274*Beregn1!$F$30,4)","v":0},{"$f":"ROUND(AM274*Beregn1!$F$30,4)","v":0},{"$f":"ROUND(AN274*Beregn1!$F$30,4)","v":0}]
[null,null,null,null,null,null,null,null,null,null,null,null,null,null,null,null,null,null,null,null,null,null,null,null,null,null,null,null,null,null,null,{"$f":"IF(OR(AC275=0,AC275=-1),Beregn1!$E$36,AC275)","v":41},true,{"$f":"IF(AND(AF275=41,AG275=FALSE),Beregn1!$E$36,AC275)","v":0},null,0,0,0,0,0,null,{"$f":"ROUND(AJ275*Beregn1!$F$30,4)","v":0},{"$f":"ROUND(AK275*Beregn1!$F$30,4)","v":0},{"$f":"ROUND(AL275*Beregn1!$F$30,4)","v":0},{"$f":"ROUND(AM275*Beregn1!$F$30,4)","v":0},{"$f":"ROUND(AN275*Beregn1!$F$30,4)","v":0}]
[null,null,null,null,null,null,null,null,null,null,null,null,null,null,null,null,null,null,null,null,null,null,null,null,null,null,null,null,null,null,null,{"$f":"IF(OR(AC276=0,AC276=-1),Beregn1!$E$36,AC276)","v":41},true,{"$f":"IF(AND(AF276=41,AG276=FALSE),Beregn1!$E$36,AC276)","v":0},null,0,0,0,0,0,null,{"$f":"ROUND(AJ276*Beregn1!$F$30,4)","v":0},{"$f":"ROUND(AK276*Beregn1!$F$30,4)","v":0},{"$f":"ROUND(AL276*Beregn1!$F$30,4)","v":0},{"$f":"ROUND(AM276*Beregn1!$F$30,4)","v":0},{"$f":"ROUND(AN276*Beregn1!$F$30,4)","v":0}]
[null,null,null,null,null,null,null,null,null,null,null,null,null,null,null,null,null,null,null,null,null,null,null,null,null,null,null,null,null,null,null,{"$f":"IF(OR(AC277=0,AC277=-1),Beregn1!$E$36,AC277)","v":41},true,{"$f":"IF(AND(AF277=41,AG277=FALSE),Beregn1!$E$36,AC277)","v":0},null,0,0,0,0,0,null,{"$f":"ROUND(AJ277*Beregn1!$F$30,4)","v":0},{"$f":"ROUND(AK277*Beregn1!$F$30,4)","v":0},{"$f":"ROUND(AL277*Beregn1!$F$30,4)","v":0},{"$f":"ROUND(AM277*Beregn1!$F$30,4)","v":0},{"$f":"ROUND(AN277*Beregn1!$F$30,4)","v":0}]
[null,null,null,null,null,null,null,null,null,null,null,null,null,null,null,null,null,null,null,null,null,null,null,null,null,null,null,null,null,null,null,{"$f":"IF(OR(AC278=0,AC278=-1),Beregn1!$E$36,AC278)","v":41},true,{"$f":"IF(AND(AF278=41,AG278=FALSE),Beregn1!$E$36,AC278)","v":0},null,0,0,0,0,0,null,{"$f":"ROUND(AJ278*Beregn1!$F$30,4)","v":0},{"$f":"ROUND(AK278*Beregn1!$F$30,4)","v":0},{"$f":"ROUND(AL278*Beregn1!$F$30,4)","v":0},{"$f":"ROUND(AM278*Beregn1!$F$30,4)","v":0},{"$f":"ROUND(AN278*Beregn1!$F$30,4)","v":0}]
[null,null,null,null,null,null,null,null,null,null,null,null,null,null,null,null,null,null,null,null,null,null,null,null,null,null,null,null,null,null,null,{"$f":"IF(OR(AC279=0,AC279=-1),Beregn1!$E$36,AC279)","v":41},true,{"$f":"IF(AND(AF279=41,AG279=FALSE),Beregn1!$E$36,AC279)","v":0},null,0,0,0,0,0,null,{"$f":"ROUND(AJ279*Beregn1!$F$30,4)","v":0},{"$f":"ROUND(AK279*Beregn1!$F$30,4)","v":0},{"$f":"ROUND(AL279*Beregn1!$F$30,4)","v":0},{"$f":"ROUND(AM279*Beregn1!$F$30,4)","v":0},{"$f":"ROUND(AN279*Beregn1!$F$30,4)","v":0}]
[null,null,null,null,null,null,null,null,null,null,null,null,null,null,null,null,null,null,null,null,null,null,null,null,null,null,null,null,null,null,null,{"$f":"IF(OR(AC280=0,AC280=-1),Beregn1!$E$36,AC280)","v":41},true,{"$f":"IF(AND(AF280=41,AG280=FALSE),Beregn1!$E$36,AC280)","v":0},null,0,0,0,0,0,null,{"$f":"ROUND(AJ280*Beregn1!$F$30,4)","v":0},{"$f":"ROUND(AK280*Beregn1!$F$30,4)","v":0},{"$f":"ROUND(AL280*Beregn1!$F$30,4)","v":0},{"$f":"ROUND(AM280*Beregn1!$F$30,4)","v":0},{"$f":"ROUND(AN280*Beregn1!$F$30,4)","v":0}]
[null,null,null,null,null,null,null,null,null,null,null,null,null,null,null,null,null,null,null,null,null,null,null,null,null,null,null,null,null,null,null,{"$f":"IF(OR(AC281=0,AC281=-1),Beregn1!$E$36,AC281)","v":41},true,{"$f":"IF(AND(AF281=41,AG281=FALSE),Beregn1!$E$36,AC281)","v":0},null,0,0,0,0,0,null,{"$f":"ROUND(AJ281*Beregn1!$F$30,4)","v":0},{"$f":"ROUND(AK281*Beregn1!$F$30,4)","v":0},{"$f":"ROUND(AL281*Beregn1!$F$30,4)","v":0},{"$f":"ROUND(AM281*Beregn1!$F$30,4)","v":0},{"$f":"ROUND(AN281*Beregn1!$F$30,4)","v":0}]
[null,null,null,null,null,null,null,null,null,null,null,null,null,null,null,null,null,null,null,null,null,null,null,null,null,null,null,null,null,null,null,{"$f":"IF(OR(AC282=0,AC282=-1),Beregn1!$E$36,AC282)","v":41},true,{"$f":"IF(AND(AF282=41,AG282=FALSE),Beregn1!$E$36,AC282)","v":0},null,0,0,0,0,0,null,{"$f":"ROUND(AJ282*Beregn1!$F$30,4)","v":0},{"$f":"ROUND(AK282*Beregn1!$F$30,4)","v":0},{"$f":"ROUND(AL282*Beregn1!$F$30,4)","v":0},{"$f":"ROUND(AM282*Beregn1!$F$30,4)","v":0},{"$f":"ROUND(AN282*Beregn1!$F$30,4)","v":0}]
[null,null,null,null,null,null,null,null,null,null,null,null,null,null,null,null,null,null,null,null,null,null,null,null,null,null,null,null,null,null,null,{"$f":"IF(OR(AC283=0,AC283=-1),Beregn1!$E$36,AC283)","v":41},true,{"$f":"IF(AND(AF283=41,AG283=FALSE),Beregn1!$E$36,AC283)","v":0},null,0,0,0,0,0,null,{"$f":"ROUND(AJ283*Beregn1!$F$30,4)","v":0},{"$f":"ROUND(AK283*Beregn1!$F$30,4)","v":0},{"$f":"ROUND(AL283*Beregn1!$F$30,4)","v":0},{"$f":"ROUND(AM283*Beregn1!$F$30,4)","v":0},{"$f":"ROUND(AN283*Beregn1!$F$30,4)","v":0}]
[null,null,null,null,null,null,null,null,null,null,null,null,null,null,null,null,null,null,null,null,null,null,null,null,null,null,null,null,null,null,null,{"$f":"IF(OR(AC284=0,AC284=-1),Beregn1!$E$36,AC284)","v":41},true,{"$f":"IF(AND(AF284=41,AG284=FALSE),Beregn1!$E$36,AC284)","v":0},null,0,0,0,0,0,null,{"$f":"ROUND(AJ284*Beregn1!$F$30,4)","v":0},{"$f":"ROUND(AK284*Beregn1!$F$30,4)","v":0},{"$f":"ROUND(AL284*Beregn1!$F$30,4)","v":0},{"$f":"ROUND(AM284*Beregn1!$F$30,4)","v":0},{"$f":"ROUND(AN284*Beregn1!$F$30,4)","v":0}]
[null,null,null,null,null,null,null,null,null,null,null,null,null,null,null,null,null,null,null,null,null,null,null,null,null,null,null,null,null,null,null,{"$f":"IF(OR(AC285=0,AC285=-1),Beregn1!$E$36,AC285)","v":41},true,{"$f":"IF(AND(AF285=41,AG285=FALSE),Beregn1!$E$36,AC285)","v":0},null,0,0,0,0,0,null,{"$f":"ROUND(AJ285*Beregn1!$F$30,4)","v":0},{"$f":"ROUND(AK285*Beregn1!$F$30,4)","v":0},{"$f":"ROUND(AL285*Beregn1!$F$30,4)","v":0},{"$f":"ROUND(AM285*Beregn1!$F$30,4)","v":0},{"$f":"ROUND(AN285*Beregn1!$F$30,4)","v":0}]
[null,null,null,null,null,null,null,null,null,null,null,null,null,null,null,null,null,null,null,null,null,null,null,null,null,null,null,null,null,null,null,{"$f":"IF(OR(AC286=0,AC286=-1),Beregn1!$E$36,AC286)","v":41},true,{"$f":"IF(AND(AF286=41,AG286=FALSE),Beregn1!$E$36,AC286)","v":0},null,0,0,0,0,0,null,{"$f":"ROUND(AJ286*Beregn1!$F$30,4)","v":0},{"$f":"ROUND(AK286*Beregn1!$F$30,4)","v":0},{"$f":"ROUND(AL286*Beregn1!$F$30,4)","v":0},{"$f":"ROUND(AM286*Beregn1!$F$30,4)","v":0},{"$f":"ROUND(AN286*Beregn1!$F$30,4)","v":0}]
[null,null,null,null,null,null,null,null,null,null,null,null,null,null,null,null,null,null,null,null,null,null,null,null,null,null,null,null,null,null,null,{"$f":"IF(OR(AC287=0,AC287=-1),Beregn1!$E$36,AC287)","v":41},true,{"$f":"IF(AND(AF287=41,AG287=FALSE),Beregn1!$E$36,AC287)","v":0},null,0,0,0,0,0,null,{"$f":"ROUND(AJ287*Beregn1!$F$30,4)","v":0},{"$f":"ROUND(AK287*Beregn1!$F$30,4)","v":0},{"$f":"ROUND(AL287*Beregn1!$F$30,4)","v":0},{"$f":"ROUND(AM287*Beregn1!$F$30,4)","v":0},{"$f":"ROUND(AN287*Beregn1!$F$30,4)","v":0}]
[null,null,null,null,null,null,null,null,null,null,null,null,null,null,null,null,null,null,null,null,null,null,null,null,null,null,null,null,null,null,null,{"$f":"IF(OR(AC288=0,AC288=-1),Beregn1!$E$36,AC288)","v":41},true,{"$f":"IF(AND(AF288=41,AG288=FALSE),Beregn1!$E$36,AC288)","v":0},null,0,0,0,0,0,null,{"$f":"ROUND(AJ288*Beregn1!$F$30,4)","v":0},{"$f":"ROUND(AK288*Beregn1!$F$30,4)","v":0},{"$f":"ROUND(AL288*Beregn1!$F$30,4)","v":0},{"$f":"ROUND(AM288*Beregn1!$F$30,4)","v":0},{"$f":"ROUND(AN288*Beregn1!$F$30,4)","v":0}]
[null,null,null,null,null,null,null,null,null,null,null,null,null,null,null,null,null,null,null,null,null,null,null,null,null,null,null,null,null,null,null,{"$f":"IF(OR(AC289=0,AC289=-1),Beregn1!$E$36,AC289)","v":41},true,{"$f":"IF(AND(AF289=41,AG289=FALSE),Beregn1!$E$36,AC289)","v":0},null,0,0,0,0,0,null,{"$f":"ROUND(AJ289*Beregn1!$F$30,4)","v":0},{"$f":"ROUND(AK289*Beregn1!$F$30,4)","v":0},{"$f":"ROUND(AL289*Beregn1!$F$30,4)","v":0},{"$f":"ROUND(AM289*Beregn1!$F$30,4)","v":0},{"$f":"ROUND(AN289*Beregn1!$F$30,4)","v":0}]
[null,null,null,null,null,null,null,null,null,null,null,null,null,null,null,null,null,null,null,null,null,null,null,null,null,null,null,null,null,null,null,{"$f":"IF(OR(AC290=0,AC290=-1),Beregn1!$E$36,AC290)","v":41},true,{"$f":"IF(AND(AF290=41,AG290=FALSE),Beregn1!$E$36,AC290)","v":0},null,0,0,0,0,0,null,{"$f":"ROUND(AJ290*Beregn1!$F$30,4)","v":0},{"$f":"ROUND(AK290*Beregn1!$F$30,4)","v":0},{"$f":"ROUND(AL290*Beregn1!$F$30,4)","v":0},{"$f":"ROUND(AM290*Beregn1!$F$30,4)","v":0},{"$f":"ROUND(AN290*Beregn1!$F$30,4)","v":0}]
[null,null,null,null,null,null,null,null,null,null,null,null,null,null,null,null,null,null,null,null,null,null,null,null,null,null,null,null,null,null,null,{"$f":"IF(OR(AC291=0,AC291=-1),Beregn1!$E$36,AC291)","v":41},true,{"$f":"IF(AND(AF291=41,AG291=FALSE),Beregn1!$E$36,AC291)","v":0},null,0,0,0,0,0,null,{"$f":"ROUND(AJ291*Beregn1!$F$30,4)","v":0},{"$f":"ROUND(AK291*Beregn1!$F$30,4)","v":0},{"$f":"ROUND(AL291*Beregn1!$F$30,4)","v":0},{"$f":"ROUND(AM291*Beregn1!$F$30,4)","v":0},{"$f":"ROUND(AN291*Beregn1!$F$30,4)","v":0}]
[null,null,null,null,null,null,null,null,null,null,null,null,null,null,null,null,null,null,null,null,null,null,null,null,null,null,null,null,null,null,null,{"$f":"IF(OR(AC292=0,AC292=-1),Beregn1!$E$36,AC292)","v":41},true,{"$f":"IF(AND(AF292=41,AG292=FALSE),Beregn1!$E$36,AC292)","v":0},null,0,0,0,0,0,null,{"$f":"ROUND(AJ292*Beregn1!$F$30,4)","v":0},{"$f":"ROUND(AK292*Beregn1!$F$30,4)","v":0},{"$f":"ROUND(AL292*Beregn1!$F$30,4)","v":0},{"$f":"ROUND(AM292*Beregn1!$F$30,4)","v":0},{"$f":"ROUND(AN292*Beregn1!$F$30,4)","v":0}]
[null,null,null,null,null,null,null,null,null,null,null,null,null,null,null,null,null,null,null,null,null,null,null,null,null,null,null,null,null,null,null,{"$f":"IF(OR(AC293=0,AC293=-1),Beregn1!$E$36,AC293)","v":41},true,{"$f":"IF(AND(AF293=41,AG293=FALSE),Beregn1!$E$36,AC293)","v":0},null,0,0,0,0,0,null,{"$f":"ROUND(AJ293*Beregn1!$F$30,4)","v":0},{"$f":"ROUND(AK293*Beregn1!$F$30,4)","v":0},{"$f":"ROUND(AL293*Beregn1!$F$30,4)","v":0},{"$f":"ROUND(AM293*Beregn1!$F$30,4)","v":0},{"$f":"ROUND(AN293*Beregn1!$F$30,4)","v":0}]
[null,null,null,null,null,null,null,null,null,null,null,null,null,null,null,null,null,null,null,null,null,null,null,null,null,null,null,null,null,null,null,{"$f":"IF(OR(AC294=0,AC294=-1),Beregn1!$E$36,AC294)","v":41},true,{"$f":"IF(AND(AF294=41,AG294=FALSE),Beregn1!$E$36,AC294)","v":0},null,0,0,0,0,0,null,{"$f":"ROUND(AJ294*Beregn1!$F$30,4)","v":0},{"$f":"ROUND(AK294*Beregn1!$F$30,4)","v":0},{"$f":"ROUND(AL294*Beregn1!$F$30,4)","v":0},{"$f":"ROUND(AM294*Beregn1!$F$30,4)","v":0},{"$f":"ROUND(AN294*Beregn1!$F$30,4)","v":0}]
[null,null,null,null,null,null,null,null,null,null,null,null,null,null,null,null,null,null,null,null,null,null,null,null,null,null,null,null,null,null,null,{"$f":"IF(OR(AC295=0,AC295=-1),Beregn1!$E$36,AC295)","v":41},true,{"$f":"IF(AND(AF295=41,AG295=FALSE),Beregn1!$E$36,AC295)","v":0},null,0,0,0,0,0,null,{"$f":"ROUND(AJ295*Beregn1!$F$30,4)","v":0},{"$f":"ROUND(AK295*Beregn1!$F$30,4)","v":0},{"$f":"ROUND(AL295*Beregn1!$F$30,4)","v":0},{"$f":"ROUND(AM295*Beregn1!$F$30,4)","v":0},{"$f":"ROUND(AN295*Beregn1!$F$30,4)","v":0}]
[null,null,null,null,null,null,null,null,null,null,null,null,null,null,null,null,null,null,null,null,null,null,null,null,null,null,null,null,null,null,null,{"$f":"IF(OR(AC296=0,AC296=-1),Beregn1!$E$36,AC296)","v":41},true,{"$f":"IF(AND(AF296=41,AG296=FALSE),Beregn1!$E$36,AC296)","v":0},null,0,0,0,0,0,null,{"$f":"ROUND(AJ296*Beregn1!$F$30,4)","v":0},{"$f":"ROUND(AK296*Beregn1!$F$30,4)","v":0},{"$f":"ROUND(AL296*Beregn1!$F$30,4)","v":0},{"$f":"ROUND(AM296*Beregn1!$F$30,4)","v":0},{"$f":"ROUND(AN296*Beregn1!$F$30,4)","v":0}]
[null,null,null,null,null,null,null,null,null,null,null,null,null,null,null,null,null,null,null,null,null,null,null,null,null,null,null,null,null,null,null,{"$f":"IF(OR(AC297=0,AC297=-1),Beregn1!$E$36,AC297)","v":41},true,{"$f":"IF(AND(AF297=41,AG297=FALSE),Beregn1!$E$36,AC297)","v":0},null,0,0,0,0,0,null,{"$f":"ROUND(AJ297*Beregn1!$F$30,4)","v":0},{"$f":"ROUND(AK297*Beregn1!$F$30,4)","v":0},{"$f":"ROUND(AL297*Beregn1!$F$30,4)","v":0},{"$f":"ROUND(AM297*Beregn1!$F$30,4)","v":0},{"$f":"ROUND(AN297*Beregn1!$F$30,4)","v":0}]
[null,null,null,null,null,null,null,null,null,null,null,null,null,null,null,null,null,null,null,null,null,null,null,null,null,null,null,null,null,null,null,{"$f":"IF(OR(AC298=0,AC298=-1),Beregn1!$E$36,AC298)","v":41},true,{"$f":"IF(AND(AF298=41,AG298=FALSE),Beregn1!$E$36,AC298)","v":0},null,0,0,0,0,0,null,{"$f":"ROUND(AJ298*Beregn1!$F$30,4)","v":0},{"$f":"ROUND(AK298*Beregn1!$F$30,4)","v":0},{"$f":"ROUND(AL298*Beregn1!$F$30,4)","v":0},{"$f":"ROUND(AM298*Beregn1!$F$30,4)","v":0},{"$f":"ROUND(AN298*Beregn1!$F$30,4)","v":0}]
[null,null,null,null,null,null,null,null,null,null,null,null,null,null,null,null,null,null,null,null,null,null,null,null,null,null,null,null,null,null,null,{"$f":"IF(OR(AC299=0,AC299=-1),Beregn1!$E$36,AC299)","v":41},true,{"$f":"IF(AND(AF299=41,AG299=FALSE),Beregn1!$E$36,AC299)","v":0},null,0,0,0,0,0,null,{"$f":"ROUND(AJ299*Beregn1!$F$30,4)","v":0},{"$f":"ROUND(AK299*Beregn1!$F$30,4)","v":0},{"$f":"ROUND(AL299*Beregn1!$F$30,4)","v":0},{"$f":"ROUND(AM299*Beregn1!$F$30,4)","v":0},{"$f":"ROUND(AN299*Beregn1!$F$30,4)","v":0}]
[null,null,null,null,null,null,null,null,null,null,null,null,null,null,null,null,null,null,null,null,null,null,null,null,null,null,null,null,null,null,null,{"$f":"IF(OR(AC300=0,AC300=-1),Beregn1!$E$36,AC300)","v":41},true,{"$f":"IF(AND(AF300=41,AG300=FALSE),Beregn1!$E$36,AC300)","v":0},null,0,0,0,0,0,null,{"$f":"ROUND(AJ300*Beregn1!$F$30,4)","v":0},{"$f":"ROUND(AK300*Beregn1!$F$30,4)","v":0},{"$f":"ROUND(AL300*Beregn1!$F$30,4)","v":0},{"$f":"ROUND(AM300*Beregn1!$F$30,4)","v":0},{"$f":"ROUND(AN300*Beregn1!$F$30,4)","v":0}]
[null,null,null,null,null,null,null,null,null,null,null,null,null,null,null,null,null,null,null,null,null,null,null,null,null,null,null,null,null,null,null,{"$f":"IF(OR(AC301=0,AC301=-1),Beregn1!$E$36,AC301)","v":41},true,{"$f":"IF(AND(AF301=41,AG301=FALSE),Beregn1!$E$36,AC301)","v":0},null,0,0,0,0,0,null,{"$f":"ROUND(AJ301*Beregn1!$F$30,4)","v":0},{"$f":"ROUND(AK301*Beregn1!$F$30,4)","v":0},{"$f":"ROUND(AL301*Beregn1!$F$30,4)","v":0},{"$f":"ROUND(AM301*Beregn1!$F$30,4)","v":0},{"$f":"ROUND(AN301*Beregn1!$F$30,4)","v":0}]
[null,null,null,null,null,null,null,null,null,null,null,null,null,null,null,null,null,null,null,null,null,null,null,null,null,null,null,null,null,null,null,{"$f":"IF(OR(AC302=0,AC302=-1),Beregn1!$E$36,AC302)","v":41},true,{"$f":"IF(AND(AF302=41,AG302=FALSE),Beregn1!$E$36,AC302)","v":0},null,0,0,0,0,0,null,{"$f":"ROUND(AJ302*Beregn1!$F$30,4)","v":0},{"$f":"ROUND(AK302*Beregn1!$F$30,4)","v":0},{"$f":"ROUND(AL302*Beregn1!$F$30,4)","v":0},{"$f":"ROUND(AM302*Beregn1!$F$30,4)","v":0},{"$f":"ROUND(AN302*Beregn1!$F$30,4)","v":0}]
[null,null,null,null,null,null,null,null,null,null,null,null,null,null,null,null,null,null,null,null,null,null,null,null,null,null,null,null,null,null,null,{"$f":"IF(OR(AC303=0,AC303=-1),Beregn1!$E$36,AC303)","v":41},true,{"$f":"IF(AND(AF303=41,AG303=FALSE),Beregn1!$E$36,AC303)","v":0},null,0,0,0,0,0,null,{"$f":"ROUND(AJ303*Beregn1!$F$30,4)","v":0},{"$f":"ROUND(AK303*Beregn1!$F$30,4)","v":0},{"$f":"ROUND(AL303*Beregn1!$F$30,4)","v":0},{"$f":"ROUND(AM303*Beregn1!$F$30,4)","v":0},{"$f":"ROUND(AN303*Beregn1!$F$30,4)","v":0}]
[null,null,null,null,null,null,null,null,null,null,null,null,null,null,null,null,null,null,null,null,null,null,null,null,null,null,null,null,null,null,null,{"$f":"IF(OR(AC304=0,AC304=-1),Beregn1!$E$36,AC304)","v":41},true,{"$f":"IF(AND(AF304=41,AG304=FALSE),Beregn1!$E$36,AC304)","v":0},null,0,0,0,0,0,null,{"$f":"ROUND(AJ304*Beregn1!$F$30,4)","v":0},{"$f":"ROUND(AK304*Beregn1!$F$30,4)","v":0},{"$f":"ROUND(AL304*Beregn1!$F$30,4)","v":0},{"$f":"ROUND(AM304*Beregn1!$F$30,4)","v":0},{"$f":"ROUND(AN304*Beregn1!$F$30,4)","v":0}]
[null,null,null,null,null,null,null,null,null,null,null,null,null,null,null,null,null,null,null,null,null,null,null,null,null,null,null,null,null,null,null,{"$f":"IF(OR(AC305=0,AC305=-1),Beregn1!$E$36,AC305)","v":41},true,{"$f":"IF(AND(AF305=41,AG305=FALSE),Beregn1!$E$36,AC305)","v":0},null,0,0,0,0,0,null,{"$f":"ROUND(AJ305*Beregn1!$F$30,4)","v":0},{"$f":"ROUND(AK305*Beregn1!$F$30,4)","v":0},{"$f":"ROUND(AL305*Beregn1!$F$30,4)","v":0},{"$f":"ROUND(AM305*Beregn1!$F$30,4)","v":0},{"$f":"ROUND(AN305*Beregn1!$F$30,4)","v":0}]
[null,null,null,null,null,null,null,null,null,null,null,null,null,null,null,null,null,null,null,null,null,null,null,null,null,null,null,null,null,null,null,{"$f":"IF(OR(AC306=0,AC306=-1),Beregn1!$E$36,AC306)","v":41},true,{"$f":"IF(AND(AF306=41,AG306=FALSE),Beregn1!$E$36,AC306)","v":0},null,0,0,0,0,0,null,{"$f":"ROUND(AJ306*Beregn1!$F$30,4)","v":0},{"$f":"ROUND(AK306*Beregn1!$F$30,4)","v":0},{"$f":"ROUND(AL306*Beregn1!$F$30,4)","v":0},{"$f":"ROUND(AM306*Beregn1!$F$30,4)","v":0},{"$f":"ROUND(AN306*Beregn1!$F$30,4)","v":0}]
[null,null,null,null,null,null,null,null,null,null,null,null,null,null,null,null,null,null,null,null,null,null,null,null,null,null,null,null,null,null,null,{"$f":"IF(OR(AC307=0,AC307=-1),Beregn1!$E$36,AC307)","v":41},true,{"$f":"IF(AND(AF307=41,AG307=FALSE),Beregn1!$E$36,AC307)","v":0},null,0,0,0,0,0,null,{"$f":"ROUND(AJ307*Beregn1!$F$30,4)","v":0},{"$f":"ROUND(AK307*Beregn1!$F$30,4)","v":0},{"$f":"ROUND(AL307*Beregn1!$F$30,4)","v":0},{"$f":"ROUND(AM307*Beregn1!$F$30,4)","v":0},{"$f":"ROUND(AN307*Beregn1!$F$30,4)","v":0}]
[null,null,null,null,null,null,null,null,null,null,null,null,null,null,null,null,null,null,null,null,null,null,null,null,null,null,null,null,null,null,null,{"$f":"IF(OR(AC308=0,AC308=-1),Beregn1!$E$36,AC308)","v":41},true,{"$f":"IF(AND(AF308=41,AG308=FALSE),Beregn1!$E$36,AC308)","v":0},null,0,0,0,0,0,null,{"$f":"ROUND(AJ308*Beregn1!$F$30,4)","v":0},{"$f":"ROUND(AK308*Beregn1!$F$30,4)","v":0},{"$f":"ROUND(AL308*Beregn1!$F$30,4)","v":0},{"$f":"ROUND(AM308*Beregn1!$F$30,4)","v":0},{"$f":"ROUND(AN308*Beregn1!$F$30,4)","v":0}]
[null,null,null,null,null,null,null,null,null,null,null,null,null,null,null,null,null,null,null,null,null,null,null,null,null,null,null,null,null,null,null,{"$f":"IF(OR(AC309=0,AC309=-1),Beregn1!$E$36,AC309)","v":41},true,{"$f":"IF(AND(AF309=41,AG309=FALSE),Beregn1!$E$36,AC309)","v":0},null,0,0,0,0,0,null,{"$f":"ROUND(AJ309*Beregn1!$F$30,4)","v":0},{"$f":"ROUND(AK309*Beregn1!$F$30,4)","v":0},{"$f":"ROUND(AL309*Beregn1!$F$30,4)","v":0},{"$f":"ROUND(AM309*Beregn1!$F$30,4)","v":0},{"$f":"ROUND(AN309*Beregn1!$F$30,4)","v":0}]
[null,null,null,null,null,null,null,null,null,null,null,null,null,null,null,null,null,null,null,null,null,null,null,null,null,null,null,null,null,null,null,{"$f":"IF(OR(AC310=0,AC310=-1),Beregn1!$E$36,AC310)","v":41},true,{"$f":"IF(AND(AF310=41,AG310=FALSE),Beregn1!$E$36,AC310)","v":0},null,0,0,0,0,0,null,{"$f":"ROUND(AJ310*Beregn1!$F$30,4)","v":0},{"$f":"ROUND(AK310*Beregn1!$F$30,4)","v":0},{"$f":"ROUND(AL310*Beregn1!$F$30,4)","v":0},{"$f":"ROUND(AM310*Beregn1!$F$30,4)","v":0},{"$f":"ROUND(AN310*Beregn1!$F$30,4)","v":0}]
[null,null,null,null,null,null,null,null,null,null,null,null,null,null,null,null,null,null,null,null,null,null,null,null,null,null,null,null,null,null,null,{"$f":"IF(OR(AC311=0,AC311=-1),Beregn1!$E$36,AC311)","v":41},true,{"$f":"IF(AND(AF311=41,AG311=FALSE),Beregn1!$E$36,AC311)","v":0},null,0,0,0,0,0,null,{"$f":"ROUND(AJ311*Beregn1!$F$30,4)","v":0},{"$f":"ROUND(AK311*Beregn1!$F$30,4)","v":0},{"$f":"ROUND(AL311*Beregn1!$F$30,4)","v":0},{"$f":"ROUND(AM311*Beregn1!$F$30,4)","v":0},{"$f":"ROUND(AN311*Beregn1!$F$30,4)","v":0}]
[null,null,null,null,null,null,null,null,null,null,null,null,null,null,null,null,null,null,null,null,null,null,null,null,null,null,null,null,null,null,null,{"$f":"IF(OR(AC312=0,AC312=-1),Beregn1!$E$36,AC312)","v":41},true,{"$f":"IF(AND(AF312=41,AG312=FALSE),Beregn1!$E$36,AC312)","v":0},null,0,0,0,0,0,null,{"$f":"ROUND(AJ312*Beregn1!$F$30,4)","v":0},{"$f":"ROUND(AK312*Beregn1!$F$30,4)","v":0},{"$f":"ROUND(AL312*Beregn1!$F$30,4)","v":0},{"$f":"ROUND(AM312*Beregn1!$F$30,4)","v":0},{"$f":"ROUND(AN312*Beregn1!$F$30,4)","v":0}]
[null,null,null,null,null,null,null,null,null,null,null,null,null,null,null,null,null,null,null,null,null,null,null,null,null,null,null,null,null,null,null,{"$f":"IF(OR(AC313=0,AC313=-1),Beregn1!$E$36,AC313)","v":41},true,{"$f":"IF(AND(AF313=41,AG313=FALSE),Beregn1!$E$36,AC313)","v":0},null,0,0,0,0,0,null,{"$f":"ROUND(AJ313*Beregn1!$F$30,4)","v":0},{"$f":"ROUND(AK313*Beregn1!$F$30,4)","v":0},{"$f":"ROUND(AL313*Beregn1!$F$30,4)","v":0},{"$f":"ROUND(AM313*Beregn1!$F$30,4)","v":0},{"$f":"ROUND(AN313*Beregn1!$F$30,4)","v":0}]
[null,null,null,null,null,null,null,null,null,null,null,null,null,null,null,null,null,null,null,null,null,null,null,null,null,null,null,null,null,null,null,{"$f":"IF(OR(AC314=0,AC314=-1),Beregn1!$E$36,AC314)","v":41},true,{"$f":"IF(AND(AF314=41,AG314=FALSE),Beregn1!$E$36,AC314)","v":0},null,0,0,0,0,0,null,{"$f":"ROUND(AJ314*Beregn1!$F$30,4)","v":0},{"$f":"ROUND(AK314*Beregn1!$F$30,4)","v":0},{"$f":"ROUND(AL314*Beregn1!$F$30,4)","v":0},{"$f":"ROUND(AM314*Beregn1!$F$30,4)","v":0},{"$f":"ROUND(AN314*Beregn1!$F$30,4)","v":0}]
[null,null,null,null,null,null,null,null,null,null,null,null,null,null,null,null,null,null,null,null,null,null,null,null,null,null,null,null,null,null,null,{"$f":"IF(OR(AC315=0,AC315=-1),Beregn1!$E$36,AC315)","v":41},true,{"$f":"IF(AND(AF315=41,AG315=FALSE),Beregn1!$E$36,AC315)","v":0},null,0,0,0,0,0,null,{"$f":"ROUND(AJ315*Beregn1!$F$30,4)","v":0},{"$f":"ROUND(AK315*Beregn1!$F$30,4)","v":0},{"$f":"ROUND(AL315*Beregn1!$F$30,4)","v":0},{"$f":"ROUND(AM315*Beregn1!$F$30,4)","v":0},{"$f":"ROUND(AN315*Beregn1!$F$30,4)","v":0}]
[null,null,null,null,null,null,null,null,null,null,null,null,null,null,null,null,null,null,null,null,null,null,null,null,null,null,null,null,null,null,null,{"$f":"IF(OR(AC316=0,AC316=-1),Beregn1!$E$36,AC316)","v":41},true,{"$f":"IF(AND(AF316=41,AG316=FALSE),Beregn1!$E$36,AC316)","v":0},null,0,0,0,0,0,null,{"$f":"ROUND(AJ316*Beregn1!$F$30,4)","v":0},{"$f":"ROUND(AK316*Beregn1!$F$30,4)","v":0},{"$f":"ROUND(AL316*Beregn1!$F$30,4)","v":0},{"$f":"ROUND(AM316*Beregn1!$F$30,4)","v":0},{"$f":"ROUND(AN316*Beregn1!$F$30,4)","v":0}]
[null,null,null,null,null,null,null,null,null,null,null,null,null,null,null,null,null,null,null,null,null,null,null,null,null,null,null,null,null,null,null,{"$f":"IF(OR(AC317=0,AC317=-1),Beregn1!$E$36,AC317)","v":41},true,{"$f":"IF(AND(AF317=41,AG317=FALSE),Beregn1!$E$36,AC317)","v":0},null,0,0,0,0,0,null,{"$f":"ROUND(AJ317*Beregn1!$F$30,4)","v":0},{"$f":"ROUND(AK317*Beregn1!$F$30,4)","v":0},{"$f":"ROUND(AL317*Beregn1!$F$30,4)","v":0},{"$f":"ROUND(AM317*Beregn1!$F$30,4)","v":0},{"$f":"ROUND(AN317*Beregn1!$F$30,4)","v":0}]
[null,null,null,null,null,null,null,null,null,null,null,null,null,null,null,null,null,null,null,null,null,null,null,null,null,null,null,null,null,null,null,{"$f":"IF(OR(AC318=0,AC318=-1),Beregn1!$E$36,AC318)","v":41},true,{"$f":"IF(AND(AF318=41,AG318=FALSE),Beregn1!$E$36,AC318)","v":0},null,0,0,0,0,0,null,{"$f":"ROUND(AJ318*Beregn1!$F$30,4)","v":0},{"$f":"ROUND(AK318*Beregn1!$F$30,4)","v":0},{"$f":"ROUND(AL318*Beregn1!$F$30,4)","v":0},{"$f":"ROUND(AM318*Beregn1!$F$30,4)","v":0},{"$f":"ROUND(AN318*Beregn1!$F$30,4)","v":0}]
[null,null,null,null,null,null,null,null,null,null,null,null,null,null,null,null,null,null,null,null,null,null,null,null,null,null,null,null,null,null,null,{"$f":"IF(OR(AC319=0,AC319=-1),Beregn1!$E$36,AC319)","v":41},true,{"$f":"IF(AND(AF319=41,AG319=FALSE),Beregn1!$E$36,AC319)","v":0},null,0,0,0,0,0,null,{"$f":"ROUND(AJ319*Beregn1!$F$30,4)","v":0},{"$f":"ROUND(AK319*Beregn1!$F$30,4)","v":0},{"$f":"ROUND(AL319*Beregn1!$F$30,4)","v":0},{"$f":"ROUND(AM319*Beregn1!$F$30,4)","v":0},{"$f":"ROUND(AN319*Beregn1!$F$30,4)","v":0}]
[null,null,null,null,null,null,null,null,null,null,null,null,null,null,null,null,null,null,null,null,null,null,null,null,null,null,null,null,null,null,null,{"$f":"IF(OR(AC320=0,AC320=-1),Beregn1!$E$36,AC320)","v":41},true,{"$f":"IF(AND(AF320=41,AG320=FALSE),Beregn1!$E$36,AC320)","v":0},null,0,0,0,0,0,null,{"$f":"ROUND(AJ320*Beregn1!$F$30,4)","v":0},{"$f":"ROUND(AK320*Beregn1!$F$30,4)","v":0},{"$f":"ROUND(AL320*Beregn1!$F$30,4)","v":0},{"$f":"ROUND(AM320*Beregn1!$F$30,4)","v":0},{"$f":"ROUND(AN320*Beregn1!$F$30,4)","v":0}]
[null,null,null,null,null,null,null,null,null,null,null,null,null,null,null,null,null,null,null,null,null,null,null,null,null,null,null,null,null,null,null,{"$f":"IF(OR(AC321=0,AC321=-1),Beregn1!$E$36,AC321)","v":41},true,{"$f":"IF(AND(AF321=41,AG321=FALSE),Beregn1!$E$36,AC321)","v":0},null,0,0,0,0,0,null,{"$f":"ROUND(AJ321*Beregn1!$F$30,4)","v":0},{"$f":"ROUND(AK321*Beregn1!$F$30,4)","v":0},{"$f":"ROUND(AL321*Beregn1!$F$30,4)","v":0},{"$f":"ROUND(AM321*Beregn1!$F$30,4)","v":0},{"$f":"ROUND(AN321*Beregn1!$F$30,4)","v":0}]
[null,null,null,null,null,null,null,null,null,null,null,null,null,null,null,null,null,null,null,null,null,null,null,null,null,null,null,null,null,null,null,{"$f":"IF(OR(AC322=0,AC322=-1),Beregn1!$E$36,AC322)","v":41},true,{"$f":"IF(AND(AF322=41,AG322=FALSE),Beregn1!$E$36,AC322)","v":0},null,{"$f":"INDEX($T322:$AD322,MATCH(\"Evaporated\",$T$1:$AD$1,0))","v":0},{"$f":"INDEX($T322:$AD322,MATCH(\"Drained\",$T$1:$AD$1,0))","v":0},{"$f":"INDEX($T322:$AD322,MATCH(\"Overflow\",$T$1:$AD$1,0))","v":0},{"$f":"AH322","v":0},{"$f":"INDEX($T322:$AD322,MATCH(\"Available_Volume\",$T$1:$AD$1,0))","v":0},null,{"$f":"ROUND(AJ322*Beregn1!$F$30,4)","v":0},{"$f":"ROUND(AK322*Beregn1!$F$30,4)","v":0},{"$f":"ROUND(AL322*Beregn1!$F$30,4)","v":0},{"$f":"ROUND(AM322*Beregn1!$F$30,4)","v":0},{"$f":"ROUND(AN322*Beregn1!$F$30,4)","v":0}]
[null,null,null,null,null,null,null,null,null,null,null,null,null,null,null,null,null,null,null,null,null,null,null,null,null,null,null,null,null,null,null,{"$f":"IF(OR(AC323=0,AC323=-1),Beregn1!$E$36,AC323)","v":41},{"$f":"ISBLANK(AC323)","v":true},{"$f":"IF(AND(AF323=41,AG323=FALSE),Beregn1!$E$36,AC323)","v":0},null,0,0,0,0,0,null,{"$f":"ROUND(AJ323*Beregn1!$F$30,4)","v":0},{"$f":"ROUND(AK323*Beregn1!$F$30,4)","v":0},{"$f":"ROUND(AL323*Beregn1!$F$30,4)","v":0},{"$f":"ROUND(AM323*Beregn1!$F$30,4)","v":0},{"$f":"ROUND(AN323*Beregn1!$F$30,4)","v":0}]
[null,null,null,null,null,null,null,null,null,null,null,null,null,null,null,null,null,null,null,null,null,null,null,null,null,null,null,null,null,null,null,{"$f":"IF(OR(AC324=0,AC324=-1),Beregn1!$E$36,AC324)","v":41},true,{"$f":"IF(AND(AF324=41,AG324=FALSE),Beregn1!$E$36,AC324)","v":0},null,0,0,0,0,0,null,{"$f":"ROUND(AJ324*Beregn1!$F$30,4)","v":0},{"$f":"ROUND(AK324*Beregn1!$F$30,4)","v":0},{"$f":"ROUND(AL324*Beregn1!$F$30,4)","v":0},{"$f":"ROUND(AM324*Beregn1!$F$30,4)","v":0},{"$f":"ROUND(AN324*Beregn1!$F$30,4)","v":0}]
[null,null,null,null,null,null,null,null,null,null,null,null,null,null,null,null,null,null,null,null,null,null,null,null,null,null,null,null,null,null,null,{"$f":"IF(OR(AC325=0,AC325=-1),Beregn1!$E$36,AC325)","v":41},true,{"$f":"IF(AND(AF325=41,AG325=FALSE),Beregn1!$E$36,AC325)","v":0},null,0,0,0,0,0,null,{"$f":"ROUND(AJ325*Beregn1!$F$30,4)","v":0},{"$f":"ROUND(AK325*Beregn1!$F$30,4)","v":0},{"$f":"ROUND(AL325*Beregn1!$F$30,4)","v":0},{"$f":"ROUND(AM325*Beregn1!$F$30,4)","v":0},{"$f":"ROUND(AN325*Beregn1!$F$30,4)","v":0}]
[null,null,null,null,null,null,null,null,null,null,null,null,null,null,null,null,null,null,null,null,null,null,null,null,null,null,null,null,null,null,null,{"$f":"IF(OR(AC326=0,AC326=-1),Beregn1!$E$36,AC326)","v":41},true,{"$f":"IF(AND(AF326=41,AG326=FALSE),Beregn1!$E$36,AC326)","v":0},null,0,0,0,0,0,null,{"$f":"ROUND(AJ326*Beregn1!$F$30,4)","v":0},{"$f":"ROUND(AK326*Beregn1!$F$30,4)","v":0},{"$f":"ROUND(AL326*Beregn1!$F$30,4)","v":0},{"$f":"ROUND(AM326*Beregn1!$F$30,4)","v":0},{"$f":"ROUND(AN326*Beregn1!$F$30,4)","v":0}]
[null,null,null,null,null,null,null,null,null,null,null,null,null,null,null,null,null,null,null,null,null,null,null,null,null,null,null,null,null,null,null,{"$f":"IF(OR(AC327=0,AC327=-1),Beregn1!$E$36,AC327)","v":41},true,{"$f":"IF(AND(AF327=41,AG327=FALSE),Beregn1!$E$36,AC327)","v":0},null,0,0,0,0,0,null,{"$f":"ROUND(AJ327*Beregn1!$F$30,4)","v":0},{"$f":"ROUND(AK327*Beregn1!$F$30,4)","v":0},{"$f":"ROUND(AL327*Beregn1!$F$30,4)","v":0},{"$f":"ROUND(AM327*Beregn1!$F$30,4)","v":0},{"$f":"ROUND(AN327*Beregn1!$F$30,4)","v":0}]
[null,null,null,null,null,null,null,null,null,null,null,null,null,null,null,null,null,null,null,null,null,null,null,null,null,null,null,null,null,null,null,{"$f":"IF(OR(AC328=0,AC328=-1),Beregn1!$E$36,AC328)","v":41},true,{"$f":"IF(AND(AF328=41,AG328=FALSE),Beregn1!$E$36,AC328)","v":0},null,0,0,0,0,0,null,{"$f":"ROUND(AJ328*Beregn1!$F$30,4)","v":0},{"$f":"ROUND(AK328*Beregn1!$F$30,4)","v":0},{"$f":"ROUND(AL328*Beregn1!$F$30,4)","v":0},{"$f":"ROUND(AM328*Beregn1!$F$30,4)","v":0},{"$f":"ROUND(AN328*Beregn1!$F$30,4)","v":0}]
[null,null,null,null,null,null,null,null,null,null,null,null,null,null,null,null,null,null,null,null,null,null,null,null,null,null,null,null,null,null,null,{"$f":"IF(OR(AC329=0,AC329=-1),Beregn1!$E$36,AC329)","v":41},true,{"$f":"IF(AND(AF329=41,AG329=FALSE),Beregn1!$E$36,AC329)","v":0},null,0,0,0,0,0,null,{"$f":"ROUND(AJ329*Beregn1!$F$30,4)","v":0},{"$f":"ROUND(AK329*Beregn1!$F$30,4)","v":0},{"$f":"ROUND(AL329*Beregn1!$F$30,4)","v":0},{"$f":"ROUND(AM329*Beregn1!$F$30,4)","v":0},{"$f":"ROUND(AN329*Beregn1!$F$30,4)","v":0}]
[null,null,null,null,null,null,null,null,null,null,null,null,null,null,null,null,null,null,null,null,null,null,null,null,null,null,null,null,null,null,null,{"$f":"IF(OR(AC330=0,AC330=-1),Beregn1!$E$36,AC330)","v":41},true,{"$f":"IF(AND(AF330=41,AG330=FALSE),Beregn1!$E$36,AC330)","v":0},null,0,0,0,0,0,null,{"$f":"ROUND(AJ330*Beregn1!$F$30,4)","v":0},{"$f":"ROUND(AK330*Beregn1!$F$30,4)","v":0},{"$f":"ROUND(AL330*Beregn1!$F$30,4)","v":0},{"$f":"ROUND(AM330*Beregn1!$F$30,4)","v":0},{"$f":"ROUND(AN330*Beregn1!$F$30,4)","v":0}]
[null,null,null,null,null,null,null,null,null,null,null,null,null,null,null,null,null,null,null,null,null,null,null,null,null,null,null,null,null,null,null,{"$f":"IF(OR(AC331=0,AC331=-1),Beregn1!$E$36,AC331)","v":41},true,{"$f":"IF(AND(AF331=41,AG331=FALSE),Beregn1!$E$36,AC331)","v":0},null,0,0,0,0,0,null,{"$f":"ROUND(AJ331*Beregn1!$F$30,4)","v":0},{"$f":"ROUND(AK331*Beregn1!$F$30,4)","v":0},{"$f":"ROUND(AL331*Beregn1!$F$30,4)","v":0},{"$f":"ROUND(AM331*Beregn1!$F$30,4)","v":0},{"$f":"ROUND(AN331*Beregn1!$F$30,4)","v":0}]
[null,null,null,null,null,null,null,null,null,null,null,null,null,null,null,null,null,null,null,null,null,null,null,null,null,null,null,null,null,null,null,{"$f":"IF(OR(AC332=0,AC332=-1),Beregn1!$E$36,AC332)","v":41},true,{"$f":"IF(AND(AF332=41,AG332=FALSE),Beregn1!$E$36,AC332)","v":0},null,0,0,0,0,0,null,{"$f":"ROUND(AJ332*Beregn1!$F$30,4)","v":0},{"$f":"ROUND(AK332*Beregn1!$F$30,4)","v":0},{"$f":"ROUND(AL332*Beregn1!$F$30,4)","v":0},{"$f":"ROUND(AM332*Beregn1!$F$30,4)","v":0},{"$f":"ROUND(AN332*Beregn1!$F$30,4)","v":0}]
[null,null,null,null,null,null,null,null,null,null,null,null,null,null,null,null,null,null,null,null,null,null,null,null,null,null,null,null,null,null,null,{"$f":"IF(OR(AC333=0,AC333=-1),Beregn1!$E$36,AC333)","v":41},true,{"$f":"IF(AND(AF333=41,AG333=FALSE),Beregn1!$E$36,AC333)","v":0},null,0,0,0,0,0,null,{"$f":"ROUND(AJ333*Beregn1!$F$30,4)","v":0},{"$f":"ROUND(AK333*Beregn1!$F$30,4)","v":0},{"$f":"ROUND(AL333*Beregn1!$F$30,4)","v":0},{"$f":"ROUND(AM333*Beregn1!$F$30,4)","v":0},{"$f":"ROUND(AN333*Beregn1!$F$30,4)","v":0}]
[null,null,null,null,null,null,null,null,null,null,null,null,null,null,null,null,null,null,null,null,null,null,null,null,null,null,null,null,null,null,null,{"$f":"IF(OR(AC334=0,AC334=-1),Beregn1!$E$36,AC334)","v":41},true,{"$f":"IF(AND(AF334=41,AG334=FALSE),Beregn1!$E$36,AC334)","v":0},null,0,0,0,0,0,null,{"$f":"ROUND(AJ334*Beregn1!$F$30,4)","v":0},{"$f":"ROUND(AK334*Beregn1!$F$30,4)","v":0},{"$f":"ROUND(AL334*Beregn1!$F$30,4)","v":0},{"$f":"ROUND(AM334*Beregn1!$F$30,4)","v":0},{"$f":"ROUND(AN334*Beregn1!$F$30,4)","v":0}]
[null,null,null,null,null,null,null,null,null,null,null,null,null,null,null,null,null,null,null,null,null,null,null,null,null,null,null,null,null,null,null,{"$f":"IF(OR(AC335=0,AC335=-1),Beregn1!$E$36,AC335)","v":41},true,{"$f":"IF(AND(AF335=41,AG335=FALSE),Beregn1!$E$36,AC335)","v":0},null,0,0,0,0,0,null,{"$f":"ROUND(AJ335*Beregn1!$F$30,4)","v":0},{"$f":"ROUND(AK335*Beregn1!$F$30,4)","v":0},{"$f":"ROUND(AL335*Beregn1!$F$30,4)","v":0},{"$f":"ROUND(AM335*Beregn1!$F$30,4)","v":0},{"$f":"ROUND(AN335*Beregn1!$F$30,4)","v":0}]
[null,null,null,null,null,null,null,null,null,null,null,null,null,null,null,null,null,null,null,null,null,null,null,null,null,null,null,null,null,null,null,{"$f":"IF(OR(AC336=0,AC336=-1),Beregn1!$E$36,AC336)","v":41},true,{"$f":"IF(AND(AF336=41,AG336=FALSE),Beregn1!$E$36,AC336)","v":0},null,0,0,0,0,0,null,{"$f":"ROUND(AJ336*Beregn1!$F$30,4)","v":0},{"$f":"ROUND(AK336*Beregn1!$F$30,4)","v":0},{"$f":"ROUND(AL336*Beregn1!$F$30,4)","v":0},{"$f":"ROUND(AM336*Beregn1!$F$30,4)","v":0},{"$f":"ROUND(AN336*Beregn1!$F$30,4)","v":0}]
[null,null,null,null,null,null,null,null,null,null,null,null,null,null,null,null,null,null,null,null,null,null,null,null,null,null,null,null,null,null,null,{"$f":"IF(OR(AC337=0,AC337=-1),Beregn1!$E$36,AC337)","v":41},true,{"$f":"IF(AND(AF337=41,AG337=FALSE),Beregn1!$E$36,AC337)","v":0},null,0,0,0,0,0,null,{"$f":"ROUND(AJ337*Beregn1!$F$30,4)","v":0},{"$f":"ROUND(AK337*Beregn1!$F$30,4)","v":0},{"$f":"ROUND(AL337*Beregn1!$F$30,4)","v":0},{"$f":"ROUND(AM337*Beregn1!$F$30,4)","v":0},{"$f":"ROUND(AN337*Beregn1!$F$30,4)","v":0}]
[null,null,null,null,null,null,null,null,null,null,null,null,null,null,null,null,null,null,null,null,null,null,null,null,null,null,null,null,null,null,null,{"$f":"IF(OR(AC338=0,AC338=-1),Beregn1!$E$36,AC338)","v":41},true,{"$f":"IF(AND(AF338=41,AG338=FALSE),Beregn1!$E$36,AC338)","v":0},null,0,0,0,0,0,null,{"$f":"ROUND(AJ338*Beregn1!$F$30,4)","v":0},{"$f":"ROUND(AK338*Beregn1!$F$30,4)","v":0},{"$f":"ROUND(AL338*Beregn1!$F$30,4)","v":0},{"$f":"ROUND(AM338*Beregn1!$F$30,4)","v":0},{"$f":"ROUND(AN338*Beregn1!$F$30,4)","v":0}]
[null,null,null,null,null,null,null,null,null,null,null,null,null,null,null,null,null,null,null,null,null,null,null,null,null,null,null,null,null,null,null,{"$f":"IF(OR(AC339=0,AC339=-1),Beregn1!$E$36,AC339)","v":41},true,{"$f":"IF(AND(AF339=41,AG339=FALSE),Beregn1!$E$36,AC339)","v":0},null,0,0,0,0,0,null,{"$f":"ROUND(AJ339*Beregn1!$F$30,4)","v":0},{"$f":"ROUND(AK339*Beregn1!$F$30,4)","v":0},{"$f":"ROUND(AL339*Beregn1!$F$30,4)","v":0},{"$f":"ROUND(AM339*Beregn1!$F$30,4)","v":0},{"$f":"ROUND(AN339*Beregn1!$F$30,4)","v":0}]
[null,null,null,null,null,null,null,null,null,null,null,null,null,null,null,null,null,null,null,null,null,null,null,null,null,null,null,null,null,null,null,{"$f":"IF(OR(AC340=0,AC340=-1),Beregn1!$E$36,AC340)","v":41},true,{"$f":"IF(AND(AF340=41,AG340=FALSE),Beregn1!$E$36,AC340)","v":0},null,0,0,0,0,0,null,{"$f":"ROUND(AJ340*Beregn1!$F$30,4)","v":0},{"$f":"ROUND(AK340*Beregn1!$F$30,4)","v":0},{"$f":"ROUND(AL340*Beregn1!$F$30,4)","v":0},{"$f":"ROUND(AM340*Beregn1!$F$30,4)","v":0},{"$f":"ROUND(AN340*Beregn1!$F$30,4)","v":0}]
[null,null,null,null,null,null,null,null,null,null,null,null,null,null,null,null,null,null,null,null,null,null,null,null,null,null,null,null,null,null,null,{"$f":"IF(OR(AC341=0,AC341=-1),Beregn1!$E$36,AC341)","v":41},true,{"$f":"IF(AND(AF341=41,AG341=FALSE),Beregn1!$E$36,AC341)","v":0},null,0,0,0,0,0,null,{"$f":"ROUND(AJ341*Beregn1!$F$30,4)","v":0},{"$f":"ROUND(AK341*Beregn1!$F$30,4)","v":0},{"$f":"ROUND(AL341*Beregn1!$F$30,4)","v":0},{"$f":"ROUND(AM341*Beregn1!$F$30,4)","v":0},{"$f":"ROUND(AN341*Beregn1!$F$30,4)","v":0}]
[null,null,null,null,null,null,null,null,null,null,null,null,null,null,null,null,null,null,null,null,null,null,null,null,null,null,null,null,null,null,null,{"$f":"IF(OR(AC342=0,AC342=-1),Beregn1!$E$36,AC342)","v":41},true,{"$f":"IF(AND(AF342=41,AG342=FALSE),Beregn1!$E$36,AC342)","v":0},null,0,0,0,0,0,null,{"$f":"ROUND(AJ342*Beregn1!$F$30,4)","v":0},{"$f":"ROUND(AK342*Beregn1!$F$30,4)","v":0},{"$f":"ROUND(AL342*Beregn1!$F$30,4)","v":0},{"$f":"ROUND(AM342*Beregn1!$F$30,4)","v":0},{"$f":"ROUND(AN342*Beregn1!$F$30,4)","v":0}]
[null,null,null,null,null,null,null,null,null,null,null,null,null,null,null,null,null,null,null,null,null,null,null,null,null,null,null,null,null,null,null,{"$f":"IF(OR(AC343=0,AC343=-1),Beregn1!$E$36,AC343)","v":41},true,{"$f":"IF(AND(AF343=41,AG343=FALSE),Beregn1!$E$36,AC343)","v":0},null,0,0,0,0,0,null,{"$f":"ROUND(AJ343*Beregn1!$F$30,4)","v":0},{"$f":"ROUND(AK343*Beregn1!$F$30,4)","v":0},{"$f":"ROUND(AL343*Beregn1!$F$30,4)","v":0},{"$f":"ROUND(AM343*Beregn1!$F$30,4)","v":0},{"$f":"ROUND(AN343*Beregn1!$F$30,4)","v":0}]
[null,null,null,null,null,null,null,null,null,null,null,null,null,null,null,null,null,null,null,null,null,null,null,null,null,null,null,null,null,null,null,{"$f":"IF(OR(AC344=0,AC344=-1),Beregn1!$E$36,AC344)","v":41},true,{"$f":"IF(AND(AF344=41,AG344=FALSE),Beregn1!$E$36,AC344)","v":0},null,0,0,0,0,0,null,{"$f":"ROUND(AJ344*Beregn1!$F$30,4)","v":0},{"$f":"ROUND(AK344*Beregn1!$F$30,4)","v":0},{"$f":"ROUND(AL344*Beregn1!$F$30,4)","v":0},{"$f":"ROUND(AM344*Beregn1!$F$30,4)","v":0},{"$f":"ROUND(AN344*Beregn1!$F$30,4)","v":0}]
[null,null,null,null,null,null,null,null,null,null,null,null,null,null,null,null,null,null,null,null,null,null,null,null,null,null,null,null,null,null,null,{"$f":"IF(OR(AC345=0,AC345=-1),Beregn1!$E$36,AC345)","v":41},true,{"$f":"IF(AND(AF345=41,AG345=FALSE),Beregn1!$E$36,AC345)","v":0},null,0,0,0,0,0,null,{"$f":"ROUND(AJ345*Beregn1!$F$30,4)","v":0},{"$f":"ROUND(AK345*Beregn1!$F$30,4)","v":0},{"$f":"ROUND(AL345*Beregn1!$F$30,4)","v":0},{"$f":"ROUND(AM345*Beregn1!$F$30,4)","v":0},{"$f":"ROUND(AN345*Beregn1!$F$30,4)","v":0}]
[null,null,null,null,null,null,null,null,null,null,null,null,null,null,null,null,null,null,null,null,null,null,null,null,null,null,null,null,null,null,null,{"$f":"IF(OR(AC346=0,AC346=-1),Beregn1!$E$36,AC346)","v":41},true,{"$f":"IF(AND(AF346=41,AG346=FALSE),Beregn1!$E$36,AC346)","v":0},null,0,0,0,0,0,null,{"$f":"ROUND(AJ346*Beregn1!$F$30,4)","v":0},{"$f":"ROUND(AK346*Beregn1!$F$30,4)","v":0},{"$f":"ROUND(AL346*Beregn1!$F$30,4)","v":0},{"$f":"ROUND(AM346*Beregn1!$F$30,4)","v":0},{"$f":"ROUND(AN346*Beregn1!$F$30,4)","v":0}]
[null,null,null,null,null,null,null,null,null,null,null,null,null,null,null,null,null,null,null,null,null,null,null,null,null,null,null,null,null,null,null,{"$f":"IF(OR(AC347=0,AC347=-1),Beregn1!$E$36,AC347)","v":41},true,{"$f":"IF(AND(AF347=41,AG347=FALSE),Beregn1!$E$36,AC347)","v":0},null,0,0,0,0,0,null,{"$f":"ROUND(AJ347*Beregn1!$F$30,4)","v":0},{"$f":"ROUND(AK347*Beregn1!$F$30,4)","v":0},{"$f":"ROUND(AL347*Beregn1!$F$30,4)","v":0},{"$f":"ROUND(AM347*Beregn1!$F$30,4)","v":0},{"$f":"ROUND(AN347*Beregn1!$F$30,4)","v":0}]
[null,null,null,null,null,null,null,null,null,null,null,null,null,null,null,null,null,null,null,null,null,null,null,null,null,null,null,null,null,null,null,{"$f":"IF(OR(AC348=0,AC348=-1),Beregn1!$E$36,AC348)","v":41},true,{"$f":"IF(AND(AF348=41,AG348=FALSE),Beregn1!$E$36,AC348)","v":0},null,0,0,0,0,0,null,{"$f":"ROUND(AJ348*Beregn1!$F$30,4)","v":0},{"$f":"ROUND(AK348*Beregn1!$F$30,4)","v":0},{"$f":"ROUND(AL348*Beregn1!$F$30,4)","v":0},{"$f":"ROUND(AM348*Beregn1!$F$30,4)","v":0},{"$f":"ROUND(AN348*Beregn1!$F$30,4)","v":0}]
[null,null,null,null,null,null,null,null,null,null,null,null,null,null,null,null,null,null,null,null,null,null,null,null,null,null,null,null,null,null,null,{"$f":"IF(OR(AC349=0,AC349=-1),Beregn1!$E$36,AC349)","v":41},true,{"$f":"IF(AND(AF349=41,AG349=FALSE),Beregn1!$E$36,AC349)","v":0},null,0,0,0,0,0,null,{"$f":"ROUND(AJ349*Beregn1!$F$30,4)","v":0},{"$f":"ROUND(AK349*Beregn1!$F$30,4)","v":0},{"$f":"ROUND(AL349*Beregn1!$F$30,4)","v":0},{"$f":"ROUND(AM349*Beregn1!$F$30,4)","v":0},{"$f":"ROUND(AN349*Beregn1!$F$30,4)","v":0}]
[null,null,null,null,null,null,null,null,null,null,null,null,null,null,null,null,null,null,null,null,null,null,null,null,null,null,null,null,null,null,null,{"$f":"IF(OR(AC350=0,AC350=-1),Beregn1!$E$36,AC350)","v":41},true,{"$f":"IF(AND(AF350=41,AG350=FALSE),Beregn1!$E$36,AC350)","v":0},null,0,0,0,0,0,null,{"$f":"ROUND(AJ350*Beregn1!$F$30,4)","v":0},{"$f":"ROUND(AK350*Beregn1!$F$30,4)","v":0},{"$f":"ROUND(AL350*Beregn1!$F$30,4)","v":0},{"$f":"ROUND(AM350*Beregn1!$F$30,4)","v":0},{"$f":"ROUND(AN350*Beregn1!$F$30,4)","v":0}]
[null,null,null,null,null,null,null,null,null,null,null,null,null,null,null,null,null,null,null,null,null,null,null,null,null,null,null,null,null,null,null,{"$f":"IF(OR(AC351=0,AC351=-1),Beregn1!$E$36,AC351)","v":41},true,{"$f":"IF(AND(AF351=41,AG351=FALSE),Beregn1!$E$36,AC351)","v":0},null,0,0,0,0,0,null,{"$f":"ROUND(AJ351*Beregn1!$F$30,4)","v":0},{"$f":"ROUND(AK351*Beregn1!$F$30,4)","v":0},{"$f":"ROUND(AL351*Beregn1!$F$30,4)","v":0},{"$f":"ROUND(AM351*Beregn1!$F$30,4)","v":0},{"$f":"ROUND(AN351*Beregn1!$F$30,4)","v":0}]
[null,null,null,null,null,null,null,null,null,null,null,null,null,null,null,null,null,null,null,null,null,null,null,null,null,null,null,null,null,null,null,{"$f":"IF(OR(AC352=0,AC352=-1),Beregn1!$E$36,AC352)","v":41},true,{"$f":"IF(AND(AF352=41,AG352=FALSE),Beregn1!$E$36,AC352)","v":0},null,0,0,0,0,0,null,{"$f":"ROUND(AJ352*Beregn1!$F$30,4)","v":0},{"$f":"ROUND(AK352*Beregn1!$F$30,4)","v":0},{"$f":"ROUND(AL352*Beregn1!$F$30,4)","v":0},{"$f":"ROUND(AM352*Beregn1!$F$30,4)","v":0},{"$f":"ROUND(AN352*Beregn1!$F$30,4)","v":0}]
[null,null,null,null,null,null,null,null,null,null,null,null,null,null,null,null,null,null,null,null,null,null,null,null,null,null,null,null,null,null,null,{"$f":"IF(OR(AC353=0,AC353=-1),Beregn1!$E$36,AC353)","v":41},true,{"$f":"IF(AND(AF353=41,AG353=FALSE),Beregn1!$E$36,AC353)","v":0},null,0,0,0,0,0,null,{"$f":"ROUND(AJ353*Beregn1!$F$30,4)","v":0},{"$f":"ROUND(AK353*Beregn1!$F$30,4)","v":0},{"$f":"ROUND(AL353*Beregn1!$F$30,4)","v":0},{"$f":"ROUND(AM353*Beregn1!$F$30,4)","v":0},{"$f":"ROUND(AN353*Beregn1!$F$30,4)","v":0}]
[null,null,null,null,null,null,null,null,null,null,null,null,null,null,null,null,null,null,null,null,null,null,null,null,null,null,null,null,null,null,null,{"$f":"IF(OR(AC354=0,AC354=-1),Beregn1!$E$36,AC354)","v":41},true,{"$f":"IF(AND(AF354=41,AG354=FALSE),Beregn1!$E$36,AC354)","v":0},null,0,0,0,0,0,null,{"$f":"ROUND(AJ354*Beregn1!$F$30,4)","v":0},{"$f":"ROUND(AK354*Beregn1!$F$30,4)","v":0},{"$f":"ROUND(AL354*Beregn1!$F$30,4)","v":0},{"$f":"ROUND(AM354*Beregn1!$F$30,4)","v":0},{"$f":"ROUND(AN354*Beregn1!$F$30,4)","v":0}]
[null,null,null,null,null,null,null,null,null,null,null,null,null,null,null,null,null,null,null,null,null,null,null,null,null,null,null,null,null,null,null,{"$f":"IF(OR(AC355=0,AC355=-1),Beregn1!$E$36,AC355)","v":41},true,{"$f":"IF(AND(AF355=41,AG355=FALSE),Beregn1!$E$36,AC355)","v":0},null,0,0,0,0,0,null,{"$f":"ROUND(AJ355*Beregn1!$F$30,4)","v":0},{"$f":"ROUND(AK355*Beregn1!$F$30,4)","v":0},{"$f":"ROUND(AL355*Beregn1!$F$30,4)","v":0},{"$f":"ROUND(AM355*Beregn1!$F$30,4)","v":0},{"$f":"ROUND(AN355*Beregn1!$F$30,4)","v":0}]
[null,null,null,null,null,null,null,null,null,null,null,null,null,null,null,null,null,null,null,null,null,null,null,null,null,null,null,null,null,null,null,{"$f":"IF(OR(AC356=0,AC356=-1),Beregn1!$E$36,AC356)","v":41},true,{"$f":"IF(AND(AF356=41,AG356=FALSE),Beregn1!$E$36,AC356)","v":0},null,0,0,0,0,0,null,{"$f":"ROUND(AJ356*Beregn1!$F$30,4)","v":0},{"$f":"ROUND(AK356*Beregn1!$F$30,4)","v":0},{"$f":"ROUND(AL356*Beregn1!$F$30,4)","v":0},{"$f":"ROUND(AM356*Beregn1!$F$30,4)","v":0},{"$f":"ROUND(AN356*Beregn1!$F$30,4)","v":0}]
[null,null,null,null,null,null,null,null,null,null,null,null,null,null,null,null,null,null,null,null,null,null,null,null,null,null,null,null,null,null,null,{"$f":"IF(OR(AC357=0,AC357=-1),Beregn1!$E$36,AC357)","v":41},true,{"$f":"IF(AND(AF357=41,AG357=FALSE),Beregn1!$E$36,AC357)","v":0},null,0,0,0,0,0,null,{"$f":"ROUND(AJ357*Beregn1!$F$30,4)","v":0},{"$f":"ROUND(AK357*Beregn1!$F$30,4)","v":0},{"$f":"ROUND(AL357*Beregn1!$F$30,4)","v":0},{"$f":"ROUND(AM357*Beregn1!$F$30,4)","v":0},{"$f":"ROUND(AN357*Beregn1!$F$30,4)","v":0}]
[null,null,null,null,null,null,null,null,null,null,null,null,null,null,null,null,null,null,null,null,null,null,null,null,null,null,null,null,null,null,null,{"$f":"IF(OR(AC358=0,AC358=-1),Beregn1!$E$36,AC358)","v":41},true,{"$f":"IF(AND(AF358=41,AG358=FALSE),Beregn1!$E$36,AC358)","v":0},null,0,0,0,0,0,null,{"$f":"ROUND(AJ358*Beregn1!$F$30,4)","v":0},{"$f":"ROUND(AK358*Beregn1!$F$30,4)","v":0},{"$f":"ROUND(AL358*Beregn1!$F$30,4)","v":0},{"$f":"ROUND(AM358*Beregn1!$F$30,4)","v":0},{"$f":"ROUND(AN358*Beregn1!$F$30,4)","v":0}]
[null,null,null,null,null,null,null,null,null,null,null,null,null,null,null,null,null,null,null,null,null,null,null,null,null,null,null,null,null,null,null,{"$f":"IF(OR(AC359=0,AC359=-1),Beregn1!$E$36,AC359)","v":41},true,{"$f":"IF(AND(AF359=41,AG359=FALSE),Beregn1!$E$36,AC359)","v":0},null,0,0,0,0,0,null,{"$f":"ROUND(AJ359*Beregn1!$F$30,4)","v":0},{"$f":"ROUND(AK359*Beregn1!$F$30,4)","v":0},{"$f":"ROUND(AL359*Beregn1!$F$30,4)","v":0},{"$f":"ROUND(AM359*Beregn1!$F$30,4)","v":0},{"$f":"ROUND(AN359*Beregn1!$F$30,4)","v":0}]
[null,null,null,null,null,null,null,null,null,null,null,null,null,null,null,null,null,null,null,null,null,null,null,null,null,null,null,null,null,null,null,{"$f":"IF(OR(AC360=0,AC360=-1),Beregn1!$E$36,AC360)","v":41},true,{"$f":"IF(AND(AF360=41,AG360=FALSE),Beregn1!$E$36,AC360)","v":0},null,0,0,0,0,0,null,{"$f":"ROUND(AJ360*Beregn1!$F$30,4)","v":0},{"$f":"ROUND(AK360*Beregn1!$F$30,4)","v":0},{"$f":"ROUND(AL360*Beregn1!$F$30,4)","v":0},{"$f":"ROUND(AM360*Beregn1!$F$30,4)","v":0},{"$f":"ROUND(AN360*Beregn1!$F$30,4)","v":0}]
[null,null,null,null,null,null,null,null,null,null,null,null,null,null,null,null,null,null,null,null,null,null,null,null,null,null,null,null,null,null,null,{"$f":"IF(OR(AC361=0,AC361=-1),Beregn1!$E$36,AC361)","v":41},true,{"$f":"IF(AND(AF361=41,AG361=FALSE),Beregn1!$E$36,AC361)","v":0},null,0,0,0,0,0,null,{"$f":"ROUND(AJ361*Beregn1!$F$30,4)","v":0},{"$f":"ROUND(AK361*Beregn1!$F$30,4)","v":0},{"$f":"ROUND(AL361*Beregn1!$F$30,4)","v":0},{"$f":"ROUND(AM361*Beregn1!$F$30,4)","v":0},{"$f":"ROUND(AN361*Beregn1!$F$30,4)","v":0}]
[null,null,null,null,null,null,null,null,null,null,null,null,null,null,null,null,null,null,null,null,null,null,null,null,null,null,null,null,null,null,null,{"$f":"IF(OR(AC362=0,AC362=-1),Beregn1!$E$36,AC362)","v":41},true,{"$f":"IF(AND(AF362=41,AG362=FALSE),Beregn1!$E$36,AC362)","v":0},null,0,0,0,0,0,null,{"$f":"ROUND(AJ362*Beregn1!$F$30,4)","v":0},{"$f":"ROUND(AK362*Beregn1!$F$30,4)","v":0},{"$f":"ROUND(AL362*Beregn1!$F$30,4)","v":0},{"$f":"ROUND(AM362*Beregn1!$F$30,4)","v":0},{"$f":"ROUND(AN362*Beregn1!$F$30,4)","v":0}]
[null,null,null,null,null,null,null,null,null,null,null,null,null,null,null,null,null,null,null,null,null,null,null,null,null,null,null,null,null,null,null,{"$f":"IF(OR(AC363=0,AC363=-1),Beregn1!$E$36,AC363)","v":41},true,{"$f":"IF(AND(AF363=41,AG363=FALSE),Beregn1!$E$36,AC363)","v":0},null,0,0,0,0,0,null,{"$f":"ROUND(AJ363*Beregn1!$F$30,4)","v":0},{"$f":"ROUND(AK363*Beregn1!$F$30,4)","v":0},{"$f":"ROUND(AL363*Beregn1!$F$30,4)","v":0},{"$f":"ROUND(AM363*Beregn1!$F$30,4)","v":0},{"$f":"ROUND(AN363*Beregn1!$F$30,4)","v":0}]
[null,null,null,null,null,null,null,null,null,null,null,null,null,null,null,null,null,null,null,null,null,null,null,null,null,null,null,null,null,null,null,{"$f":"IF(OR(AC364=0,AC364=-1),Beregn1!$E$36,AC364)","v":41},true,{"$f":"IF(AND(AF364=41,AG364=FALSE),Beregn1!$E$36,AC364)","v":0},null,0,0,0,0,0,null,{"$f":"ROUND(AJ364*Beregn1!$F$30,4)","v":0},{"$f":"ROUND(AK364*Beregn1!$F$30,4)","v":0},{"$f":"ROUND(AL364*Beregn1!$F$30,4)","v":0},{"$f":"ROUND(AM364*Beregn1!$F$30,4)","v":0},{"$f":"ROUND(AN364*Beregn1!$F$30,4)","v":0}]
[null,null,null,null,null,null,null,null,null,null,null,null,null,null,null,null,null,null,null,null,null,null,null,null,null,null,null,null,null,null,null,{"$f":"IF(OR(AC365=0,AC365=-1),Beregn1!$E$36,AC365)","v":41},true,{"$f":"IF(AND(AF365=41,AG365=FALSE),Beregn1!$E$36,AC365)","v":0},null,0,0,0,0,0,null,{"$f":"ROUND(AJ365*Beregn1!$F$30,4)","v":0},{"$f":"ROUND(AK365*Beregn1!$F$30,4)","v":0},{"$f":"ROUND(AL365*Beregn1!$F$30,4)","v":0},{"$f":"ROUND(AM365*Beregn1!$F$30,4)","v":0},{"$f":"ROUND(AN365*Beregn1!$F$30,4)","v":0}]
[null,null,null,null,null,null,null,null,null,null,null,null,null,null,null,null,null,null,null,null,null,null,null,null,null,null,null,null,null,null,null,{"$f":"IF(OR(AC366=0,AC366=-1),Beregn1!$E$36,AC366)","v":41},true,{"$f":"IF(AND(AF366=41,AG366=FALSE),Beregn1!$E$36,AC366)","v":0},null,0,0,0,0,0,null,{"$f":"ROUND(AJ366*Beregn1!$F$30,4)","v":0},{"$f":"ROUND(AK366*Beregn1!$F$30,4)","v":0},{"$f":"ROUND(AL366*Beregn1!$F$30,4)","v":0},{"$f":"ROUND(AM366*Beregn1!$F$30,4)","v":0},{"$f":"ROUND(AN366*Beregn1!$F$30,4)","v":0}]
[null,null,null,null,null,null,null,null,null,null,null,null,null,null,null,null,null,null,null,null,null,null,null,null,null,null,null,null,null,null,null,{"$f":"IF(OR(AC367=0,AC367=-1),Beregn1!$E$36,AC367)","v":41},true,{"$f":"IF(AND(AF367=41,AG367=FALSE),Beregn1!$E$36,AC367)","v":0},null,0,0,0,0,0,null,{"$f":"ROUND(AJ367*Beregn1!$F$30,4)","v":0},{"$f":"ROUND(AK367*Beregn1!$F$30,4)","v":0},{"$f":"ROUND(AL367*Beregn1!$F$30,4)","v":0},{"$f":"ROUND(AM367*Beregn1!$F$30,4)","v":0},{"$f":"ROUND(AN367*Beregn1!$F$30,4)","v":0}]
[null,null,null,null,null,null,null,null,null,null,null,null,null,null,null,null,null,null,null,null,null,null,null,null,null,null,null,null,null,null,null,{"$f":"IF(OR(AC368=0,AC368=-1),Beregn1!$E$36,AC368)","v":41},true,{"$f":"IF(AND(AF368=41,AG368=FALSE),Beregn1!$E$36,AC368)","v":0},null,0,0,0,0,0,null,{"$f":"ROUND(AJ368*Beregn1!$F$30,4)","v":0},{"$f":"ROUND(AK368*Beregn1!$F$30,4)","v":0},{"$f":"ROUND(AL368*Beregn1!$F$30,4)","v":0},{"$f":"ROUND(AM368*Beregn1!$F$30,4)","v":0},{"$f":"ROUND(AN368*Beregn1!$F$30,4)","v":0}]
[null,null,null,null,null,null,null,null,null,null,null,null,null,null,null,null,null,null,null,null,null,null,null,null,null,null,null,null,null,null,null,{"$f":"IF(OR(AC369=0,AC369=-1),Beregn1!$E$36,AC369)","v":41},true,{"$f":"IF(AND(AF369=41,AG369=FALSE),Beregn1!$E$36,AC369)","v":0},null,0,0,0,0,0,null,{"$f":"ROUND(AJ369*Beregn1!$F$30,4)","v":0},{"$f":"ROUND(AK369*Beregn1!$F$30,4)","v":0},{"$f":"ROUND(AL369*Beregn1!$F$30,4)","v":0},{"$f":"ROUND(AM369*Beregn1!$F$30,4)","v":0},{"$f":"ROUND(AN369*Beregn1!$F$30,4)","v":0}]
[null,null,null,null,null,null,null,null,null,null,null,null,null,null,null,null,null,null,null,null,null,null,null,null,null,null,null,null,null,null,null,{"$f":"IF(OR(AC370=0,AC370=-1),Beregn1!$E$36,AC370)","v":41},true,{"$f":"IF(AND(AF370=41,AG370=FALSE),Beregn1!$E$36,AC370)","v":0},null,0,0,0,0,0,null,{"$f":"ROUND(AJ370*Beregn1!$F$30,4)","v":0},{"$f":"ROUND(AK370*Beregn1!$F$30,4)","v":0},{"$f":"ROUND(AL370*Beregn1!$F$30,4)","v":0},{"$f":"ROUND(AM370*Beregn1!$F$30,4)","v":0},{"$f":"ROUND(AN370*Beregn1!$F$30,4)","v":0}]
[null,null,null,null,null,null,null,null,null,null,null,null,null,null,null,null,null,null,null,null,null,null,null,null,null,null,null,null,null,null,null,{"$f":"IF(OR(AC371=0,AC371=-1),Beregn1!$E$36,AC371)","v":41},true,{"$f":"IF(AND(AF371=41,AG371=FALSE),Beregn1!$E$36,AC371)","v":0},null,0,0,0,0,0,null,{"$f":"ROUND(AJ371*Beregn1!$F$30,4)","v":0},{"$f":"ROUND(AK371*Beregn1!$F$30,4)","v":0},{"$f":"ROUND(AL371*Beregn1!$F$30,4)","v":0},{"$f":"ROUND(AM371*Beregn1!$F$30,4)","v":0},{"$f":"ROUND(AN371*Beregn1!$F$30,4)","v":0}]
[null,null,null,null,null,null,null,null,null,null,null,null,null,null,null,null,null,null,null,null,null,null,null,null,null,null,null,null,null,null,null,{"$f":"IF(OR(AC372=0,AC372=-1),Beregn1!$E$36,AC372)","v":41},true,{"$f":"IF(AND(AF372=41,AG372=FALSE),Beregn1!$E$36,AC372)","v":0},null,0,0,0,0,0,null,{"$f":"ROUND(AJ372*Beregn1!$F$30,4)","v":0},{"$f":"ROUND(AK372*Beregn1!$F$30,4)","v":0},{"$f":"ROUND(AL372*Beregn1!$F$30,4)","v":0},{"$f":"ROUND(AM372*Beregn1!$F$30,4)","v":0},{"$f":"ROUND(AN372*Beregn1!$F$30,4)","v":0}]
[null,null,null,null,null,null,null,null,null,null,null,null,null,null,null,null,null,null,null,null,null,null,null,null,null,null,null,null,null,null,null,{"$f":"IF(OR(AC373=0,AC373=-1),Beregn1!$E$36,AC373)","v":41},true,{"$f":"IF(AND(AF373=41,AG373=FALSE),Beregn1!$E$36,AC373)","v":0},null,0,0,0,0,0,null,{"$f":"ROUND(AJ373*Beregn1!$F$30,4)","v":0},{"$f":"ROUND(AK373*Beregn1!$F$30,4)","v":0},{"$f":"ROUND(AL373*Beregn1!$F$30,4)","v":0},{"$f":"ROUND(AM373*Beregn1!$F$30,4)","v":0},{"$f":"ROUND(AN373*Beregn1!$F$30,4)","v":0}]
[null,null,null,null,null,null,null,null,null,null,null,null,null,null,null,null,null,null,null,null,null,null,null,null,null,null,null,null,null,null,null,{"$f":"IF(OR(AC374=0,AC374=-1),Beregn1!$E$36,AC374)","v":41},true,{"$f":"IF(AND(AF374=41,AG374=FALSE),Beregn1!$E$36,AC374)","v":0},null,0,0,0,0,0,null,{"$f":"ROUND(AJ374*Beregn1!$F$30,4)","v":0},{"$f":"ROUND(AK374*Beregn1!$F$30,4)","v":0},{"$f":"ROUND(AL374*Beregn1!$F$30,4)","v":0},{"$f":"ROUND(AM374*Beregn1!$F$30,4)","v":0},{"$f":"ROUND(AN374*Beregn1!$F$30,4)","v":0}]
[null,null,null,null,null,null,null,null,null,null,null,null,null,null,null,null,null,null,null,null,null,null,null,null,null,null,null,null,null,null,null,{"$f":"IF(OR(AC375=0,AC375=-1),Beregn1!$E$36,AC375)","v":41},true,{"$f":"IF(AND(AF375=41,AG375=FALSE),Beregn1!$E$36,AC375)","v":0},null,0,0,0,0,0,null,{"$f":"ROUND(AJ375*Beregn1!$F$30,4)","v":0},{"$f":"ROUND(AK375*Beregn1!$F$30,4)","v":0},{"$f":"ROUND(AL375*Beregn1!$F$30,4)","v":0},{"$f":"ROUND(AM375*Beregn1!$F$30,4)","v":0},{"$f":"ROUND(AN375*Beregn1!$F$30,4)","v":0}]
[null,null,null,null,null,null,null,null,null,null,null,null,null,null,null,null,null,null,null,null,null,null,null,null,null,null,null,null,null,null,null,{"$f":"IF(OR(AC376=0,AC376=-1),Beregn1!$E$36,AC376)","v":41},true,{"$f":"IF(AND(AF376=41,AG376=FALSE),Beregn1!$E$36,AC376)","v":0},null,0,0,0,0,0,null,{"$f":"ROUND(AJ376*Beregn1!$F$30,4)","v":0},{"$f":"ROUND(AK376*Beregn1!$F$30,4)","v":0},{"$f":"ROUND(AL376*Beregn1!$F$30,4)","v":0},{"$f":"ROUND(AM376*Beregn1!$F$30,4)","v":0},{"$f":"ROUND(AN376*Beregn1!$F$30,4)","v":0}]
[null,null,null,null,null,null,null,null,null,null,null,null,null,null,null,null,null,null,null,null,null,null,null,null,null,null,null,null,null,null,null,{"$f":"IF(OR(AC377=0,AC377=-1),Beregn1!$E$36,AC377)","v":41},true,{"$f":"IF(AND(AF377=41,AG377=FALSE),Beregn1!$E$36,AC377)","v":0},null,0,0,0,0,0,null,{"$f":"ROUND(AJ377*Beregn1!$F$30,4)","v":0},{"$f":"ROUND(AK377*Beregn1!$F$30,4)","v":0},{"$f":"ROUND(AL377*Beregn1!$F$30,4)","v":0},{"$f":"ROUND(AM377*Beregn1!$F$30,4)","v":0},{"$f":"ROUND(AN377*Beregn1!$F$30,4)","v":0}]
[null,null,null,null,null,null,null,null,null,null,null,null,null,null,null,null,null,null,null,null,null,null,null,null,null,null,null,null,null,null,null,{"$f":"IF(OR(AC378=0,AC378=-1),Beregn1!$E$36,AC378)","v":41},true,{"$f":"IF(AND(AF378=41,AG378=FALSE),Beregn1!$E$36,AC378)","v":0},null,0,0,0,0,0,null,{"$f":"ROUND(AJ378*Beregn1!$F$30,4)","v":0},{"$f":"ROUND(AK378*Beregn1!$F$30,4)","v":0},{"$f":"ROUND(AL378*Beregn1!$F$30,4)","v":0},{"$f":"ROUND(AM378*Beregn1!$F$30,4)","v":0},{"$f":"ROUND(AN378*Beregn1!$F$30,4)","v":0}]
[null,null,null,null,null,null,null,null,null,null,null,null,null,null,null,null,null,null,null,null,null,null,null,null,null,null,null,null,null,null,null,{"$f":"IF(OR(AC379=0,AC379=-1),Beregn1!$E$36,AC379)","v":41},true,{"$f":"IF(AND(AF379=41,AG379=FALSE),Beregn1!$E$36,AC379)","v":0},null,0,0,0,0,0,null,{"$f":"ROUND(AJ379*Beregn1!$F$30,4)","v":0},{"$f":"ROUND(AK379*Beregn1!$F$30,4)","v":0},{"$f":"ROUND(AL379*Beregn1!$F$30,4)","v":0},{"$f":"ROUND(AM379*Beregn1!$F$30,4)","v":0},{"$f":"ROUND(AN379*Beregn1!$F$30,4)","v":0}]
[null,null,null,null,null,null,null,null,null,null,null,null,null,null,null,null,null,null,null,null,null,null,null,null,null,null,null,null,null,null,null,{"$f":"IF(OR(AC380=0,AC380=-1),Beregn1!$E$36,AC380)","v":41},true,{"$f":"IF(AND(AF380=41,AG380=FALSE),Beregn1!$E$36,AC380)","v":0},null,0,0,0,0,0,null,{"$f":"ROUND(AJ380*Beregn1!$F$30,4)","v":0},{"$f":"ROUND(AK380*Beregn1!$F$30,4)","v":0},{"$f":"ROUND(AL380*Beregn1!$F$30,4)","v":0},{"$f":"ROUND(AM380*Beregn1!$F$30,4)","v":0},{"$f":"ROUND(AN380*Beregn1!$F$30,4)","v":0}]
[null,null,null,null,null,null,null,null,null,null,null,null,null,null,null,null,null,null,null,null,null,null,null,null,null,null,null,null,null,null,null,{"$f":"IF(OR(AC381=0,AC381=-1),Beregn1!$E$36,AC381)","v":41},true,{"$f":"IF(AND(AF381=41,AG381=FALSE),Beregn1!$E$36,AC381)","v":0},null,0,0,0,0,0,null,{"$f":"ROUND(AJ381*Beregn1!$F$30,4)","v":0},{"$f":"ROUND(AK381*Beregn1!$F$30,4)","v":0},{"$f":"ROUND(AL381*Beregn1!$F$30,4)","v":0},{"$f":"ROUND(AM381*Beregn1!$F$30,4)","v":0},{"$f":"ROUND(AN381*Beregn1!$F$30,4)","v":0}]
[null,null,null,null,null,null,null,null,null,null,null,null,null,null,null,null,null,null,null,null,null,null,null,null,null,null,null,null,null,null,null,{"$f":"IF(OR(AC382=0,AC382=-1),Beregn1!$E$36,AC382)","v":41},true,{"$f":"IF(AND(AF382=41,AG382=FALSE),Beregn1!$E$36,AC382)","v":0},null,0,0,0,0,0,null,{"$f":"ROUND(AJ382*Beregn1!$F$30,4)","v":0},{"$f":"ROUND(AK382*Beregn1!$F$30,4)","v":0},{"$f":"ROUND(AL382*Beregn1!$F$30,4)","v":0},{"$f":"ROUND(AM382*Beregn1!$F$30,4)","v":0},{"$f":"ROUND(AN382*Beregn1!$F$30,4)","v":0}]
[null,null,null,null,null,null,null,null,null,null,null,null,null,null,null,null,null,null,null,null,null,null,null,null,null,null,null,null,null,null,null,{"$f":"IF(OR(AC383=0,AC383=-1),Beregn1!$E$36,AC383)","v":41},true,{"$f":"IF(AND(AF383=41,AG383=FALSE),Beregn1!$E$36,AC383)","v":0},null,0,0,0,0,0,null,{"$f":"ROUND(AJ383*Beregn1!$F$30,4)","v":0},{"$f":"ROUND(AK383*Beregn1!$F$30,4)","v":0},{"$f":"ROUND(AL383*Beregn1!$F$30,4)","v":0},{"$f":"ROUND(AM383*Beregn1!$F$30,4)","v":0},{"$f":"ROUND(AN383*Beregn1!$F$30,4)","v":0}]
[null,null,null,null,null,null,null,null,null,null,null,null,null,null,null,null,null,null,null,null,null,null,null,null,null,null,null,null,null,null,null,{"$f":"IF(OR(AC384=0,AC384=-1),Beregn1!$E$36,AC384)","v":41},true,{"$f":"IF(AND(AF384=41,AG384=FALSE),Beregn1!$E$36,AC384)","v":0},null,0,0,0,0,0,null,{"$f":"ROUND(AJ384*Beregn1!$F$30,4)","v":0},{"$f":"ROUND(AK384*Beregn1!$F$30,4)","v":0},{"$f":"ROUND(AL384*Beregn1!$F$30,4)","v":0},{"$f":"ROUND(AM384*Beregn1!$F$30,4)","v":0},{"$f":"ROUND(AN384*Beregn1!$F$30,4)","v":0}]
[null,null,null,null,null,null,null,null,null,null,null,null,null,null,null,null,null,null,null,null,null,null,null,null,null,null,null,null,null,null,null,{"$f":"IF(OR(AC385=0,AC385=-1),Beregn1!$E$36,AC385)","v":41},true,{"$f":"IF(AND(AF385=41,AG385=FALSE),Beregn1!$E$36,AC385)","v":0},null,0,0,0,0,0,null,{"$f":"ROUND(AJ385*Beregn1!$F$30,4)","v":0},{"$f":"ROUND(AK385*Beregn1!$F$30,4)","v":0},{"$f":"ROUND(AL385*Beregn1!$F$30,4)","v":0},{"$f":"ROUND(AM385*Beregn1!$F$30,4)","v":0},{"$f":"ROUND(AN385*Beregn1!$F$30,4)","v":0}]
[null,null,null,null,null,null,null,null,null,null,null,null,null,null,null,null,null,null,null,null,null,null,null,null,null,null,null,null,null,null,null,{"$f":"IF(OR(AC386=0,AC386=-1),Beregn1!$E$36,AC386)","v":41},true,{"$f":"IF(AND(AF386=41,AG386=FALSE),Beregn1!$E$36,AC386)","v":0},null,{"$f":"INDEX($T386:$AD386,MATCH(\"Evaporated\",$T$1:$AD$1,0))","v":0},{"$f":"INDEX($T386:$AD386,MATCH(\"Drained\",$T$1:$AD$1,0))","v":0},{"$f":"INDEX($T386:$AD386,MATCH(\"Overflow\",$T$1:$AD$1,0))","v":0},{"$f":"AH386","v":0},{"$f":"INDEX($T386:$AD386,MATCH(\"Available_Volume\",$T$1:$AD$1,0))","v":0},null,{"$f":"ROUND(AJ386*Beregn1!$F$30,4)","v":0},{"$f":"ROUND(AK386*Beregn1!$F$30,4)","v":0},{"$f":"ROUND(AL386*Beregn1!$F$30,4)","v":0},{"$f":"ROUND(AM386*Beregn1!$F$30,4)","v":0},{"$f":"ROUND(AN386*Beregn1!$F$30,4)","v":0}]
[null,null,null,null,null,null,null,null,null,null,null,null,null,null,null,null,null,null,null,null,null,null,null,null,null,null,null,null,null,null,null,{"$f":"IF(OR(AC387=0,AC387=-1),Beregn1!$E$36,AC387)","v":41},{"$f":"ISBLANK(AC387)","v":true},{"$f":"IF(AND(AF387=41,AG387=FALSE),Beregn1!$E$36,AC387)","v":0},null,0,0,0,0,0,null,{"$f":"ROUND(AJ387*Beregn1!$F$30,4)","v":0},{"$f":"ROUND(AK387*Beregn1!$F$30,4)","v":0},{"$f":"ROUND(AL387*Beregn1!$F$30,4)","v":0},{"$f":"ROUND(AM387*Beregn1!$F$30,4)","v":0},{"$f":"ROUND(AN387*Beregn1!$F$30,4)","v":0}]
[null,null,null,null,null,null,null,null,null,null,null,null,null,null,null,null,null,null,null,null,null,null,null,null,null,null,null,null,null,null,null,{"$f":"IF(OR(AC388=0,AC388=-1),Beregn1!$E$36,AC388)","v":41},true,{"$f":"IF(AND(AF388=41,AG388=FALSE),Beregn1!$E$36,AC388)","v":0},null,0,0,0,0,0,null,{"$f":"ROUND(AJ388*Beregn1!$F$30,4)","v":0},{"$f":"ROUND(AK388*Beregn1!$F$30,4)","v":0},{"$f":"ROUND(AL388*Beregn1!$F$30,4)","v":0},{"$f":"ROUND(AM388*Beregn1!$F$30,4)","v":0},{"$f":"ROUND(AN388*Beregn1!$F$30,4)","v":0}]
[null,null,null,null,null,null,null,null,null,null,null,null,null,null,null,null,null,null,null,null,null,null,null,null,null,null,null,null,null,null,null,{"$f":"IF(OR(AC389=0,AC389=-1),Beregn1!$E$36,AC389)","v":41},true,{"$f":"IF(AND(AF389=41,AG389=FALSE),Beregn1!$E$36,AC389)","v":0},null,0,0,0,0,0,null,{"$f":"ROUND(AJ389*Beregn1!$F$30,4)","v":0},{"$f":"ROUND(AK389*Beregn1!$F$30,4)","v":0},{"$f":"ROUND(AL389*Beregn1!$F$30,4)","v":0},{"$f":"ROUND(AM389*Beregn1!$F$30,4)","v":0},{"$f":"ROUND(AN389*Beregn1!$F$30,4)","v":0}]
[null,null,null,null,null,null,null,null,null,null,null,null,null,null,null,null,null,null,null,null,null,null,null,null,null,null,null,null,null,null,null,{"$f":"IF(OR(AC390=0,AC390=-1),Beregn1!$E$36,AC390)","v":41},true,{"$f":"IF(AND(AF390=41,AG390=FALSE),Beregn1!$E$36,AC390)","v":0},null,0,0,0,0,0,null,{"$f":"ROUND(AJ390*Beregn1!$F$30,4)","v":0},{"$f":"ROUND(AK390*Beregn1!$F$30,4)","v":0},{"$f":"ROUND(AL390*Beregn1!$F$30,4)","v":0},{"$f":"ROUND(AM390*Beregn1!$F$30,4)","v":0},{"$f":"ROUND(AN390*Beregn1!$F$30,4)","v":0}]
[null,null,null,null,null,null,null,null,null,null,null,null,null,null,null,null,null,null,null,null,null,null,null,null,null,null,null,null,null,null,null,{"$f":"IF(OR(AC391=0,AC391=-1),Beregn1!$E$36,AC391)","v":41},true,{"$f":"IF(AND(AF391=41,AG391=FALSE),Beregn1!$E$36,AC391)","v":0},null,0,0,0,0,0,null,{"$f":"ROUND(AJ391*Beregn1!$F$30,4)","v":0},{"$f":"ROUND(AK391*Beregn1!$F$30,4)","v":0},{"$f":"ROUND(AL391*Beregn1!$F$30,4)","v":0},{"$f":"ROUND(AM391*Beregn1!$F$30,4)","v":0},{"$f":"ROUND(AN391*Beregn1!$F$30,4)","v":0}]
[null,null,null,null,null,null,null,null,null,null,null,null,null,null,null,null,null,null,null,null,null,null,null,null,null,null,null,null,null,null,null,{"$f":"IF(OR(AC392=0,AC392=-1),Beregn1!$E$36,AC392)","v":41},true,{"$f":"IF(AND(AF392=41,AG392=FALSE),Beregn1!$E$36,AC392)","v":0},null,0,0,0,0,0,null,{"$f":"ROUND(AJ392*Beregn1!$F$30,4)","v":0},{"$f":"ROUND(AK392*Beregn1!$F$30,4)","v":0},{"$f":"ROUND(AL392*Beregn1!$F$30,4)","v":0},{"$f":"ROUND(AM392*Beregn1!$F$30,4)","v":0},{"$f":"ROUND(AN392*Beregn1!$F$30,4)","v":0}]
[null,null,null,null,null,null,null,null,null,null,null,null,null,null,null,null,null,null,null,null,null,null,null,null,null,null,null,null,null,null,null,{"$f":"IF(OR(AC393=0,AC393=-1),Beregn1!$E$36,AC393)","v":41},true,{"$f":"IF(AND(AF393=41,AG393=FALSE),Beregn1!$E$36,AC393)","v":0},null,0,0,0,0,0,null,{"$f":"ROUND(AJ393*Beregn1!$F$30,4)","v":0},{"$f":"ROUND(AK393*Beregn1!$F$30,4)","v":0},{"$f":"ROUND(AL393*Beregn1!$F$30,4)","v":0},{"$f":"ROUND(AM393*Beregn1!$F$30,4)","v":0},{"$f":"ROUND(AN393*Beregn1!$F$30,4)","v":0}]
[null,null,null,null,null,null,null,null,null,null,null,null,null,null,null,null,null,null,null,null,null,null,null,null,null,null,null,null,null,null,null,{"$f":"IF(OR(AC394=0,AC394=-1),Beregn1!$E$36,AC394)","v":41},true,{"$f":"IF(AND(AF394=41,AG394=FALSE),Beregn1!$E$36,AC394)","v":0},null,0,0,0,0,0,null,{"$f":"ROUND(AJ394*Beregn1!$F$30,4)","v":0},{"$f":"ROUND(AK394*Beregn1!$F$30,4)","v":0},{"$f":"ROUND(AL394*Beregn1!$F$30,4)","v":0},{"$f":"ROUND(AM394*Beregn1!$F$30,4)","v":0},{"$f":"ROUND(AN394*Beregn1!$F$30,4)","v":0}]
[null,null,null,null,null,null,null,null,null,null,null,null,null,null,null,null,null,null,null,null,null,null,null,null,null,null,null,null,null,null,null,{"$f":"IF(OR(AC395=0,AC395=-1),Beregn1!$E$36,AC395)","v":41},true,{"$f":"IF(AND(AF395=41,AG395=FALSE),Beregn1!$E$36,AC395)","v":0},null,0,0,0,0,0,null,{"$f":"ROUND(AJ395*Beregn1!$F$30,4)","v":0},{"$f":"ROUND(AK395*Beregn1!$F$30,4)","v":0},{"$f":"ROUND(AL395*Beregn1!$F$30,4)","v":0},{"$f":"ROUND(AM395*Beregn1!$F$30,4)","v":0},{"$f":"ROUND(AN395*Beregn1!$F$30,4)","v":0}]
[null,null,null,null,null,null,null,null,null,null,null,null,null,null,null,null,null,null,null,null,null,null,null,null,null,null,null,null,null,null,null,{"$f":"IF(OR(AC396=0,AC396=-1),Beregn1!$E$36,AC396)","v":41},true,{"$f":"IF(AND(AF396=41,AG396=FALSE),Beregn1!$E$36,AC396)","v":0},null,0,0,0,0,0,null,{"$f":"ROUND(AJ396*Beregn1!$F$30,4)","v":0},{"$f":"ROUND(AK396*Beregn1!$F$30,4)","v":0},{"$f":"ROUND(AL396*Beregn1!$F$30,4)","v":0},{"$f":"ROUND(AM396*Beregn1!$F$30,4)","v":0},{"$f":"ROUND(AN396*Beregn1!$F$30,4)","v":0}]
[null,null,null,null,null,null,null,null,null,null,null,null,null,null,null,null,null,null,null,null,null,null,null,null,null,null,null,null,null,null,null,{"$f":"IF(OR(AC397=0,AC397=-1),Beregn1!$E$36,AC397)","v":41},true,{"$f":"IF(AND(AF397=41,AG397=FALSE),Beregn1!$E$36,AC397)","v":0},null,0,0,0,0,0,null,{"$f":"ROUND(AJ397*Beregn1!$F$30,4)","v":0},{"$f":"ROUND(AK397*Beregn1!$F$30,4)","v":0},{"$f":"ROUND(AL397*Beregn1!$F$30,4)","v":0},{"$f":"ROUND(AM397*Beregn1!$F$30,4)","v":0},{"$f":"ROUND(AN397*Beregn1!$F$30,4)","v":0}]
[null,null,null,null,null,null,null,null,null,null,null,null,null,null,null,null,null,null,null,null,null,null,null,null,null,null,null,null,null,null,null,{"$f":"IF(OR(AC398=0,AC398=-1),Beregn1!$E$36,AC398)","v":41},true,{"$f":"IF(AND(AF398=41,AG398=FALSE),Beregn1!$E$36,AC398)","v":0},null,0,0,0,0,0,null,{"$f":"ROUND(AJ398*Beregn1!$F$30,4)","v":0},{"$f":"ROUND(AK398*Beregn1!$F$30,4)","v":0},{"$f":"ROUND(AL398*Beregn1!$F$30,4)","v":0},{"$f":"ROUND(AM398*Beregn1!$F$30,4)","v":0},{"$f":"ROUND(AN398*Beregn1!$F$30,4)","v":0}]
[null,null,null,null,null,null,null,null,null,null,null,null,null,null,null,null,null,null,null,null,null,null,null,null,null,null,null,null,null,null,null,{"$f":"IF(OR(AC399=0,AC399=-1),Beregn1!$E$36,AC399)","v":41},true,{"$f":"IF(AND(AF399=41,AG399=FALSE),Beregn1!$E$36,AC399)","v":0},null,0,0,0,0,0,null,{"$f":"ROUND(AJ399*Beregn1!$F$30,4)","v":0},{"$f":"ROUND(AK399*Beregn1!$F$30,4)","v":0},{"$f":"ROUND(AL399*Beregn1!$F$30,4)","v":0},{"$f":"ROUND(AM399*Beregn1!$F$30,4)","v":0},{"$f":"ROUND(AN399*Beregn1!$F$30,4)","v":0}]
[null,null,null,null,null,null,null,null,null,null,null,null,null,null,null,null,null,null,null,null,null,null,null,null,null,null,null,null,null,null,null,{"$f":"IF(OR(AC400=0,AC400=-1),Beregn1!$E$36,AC400)","v":41},true,{"$f":"IF(AND(AF400=41,AG400=FALSE),Beregn1!$E$36,AC400)","v":0},null,0,0,0,0,0,null,{"$f":"ROUND(AJ400*Beregn1!$F$30,4)","v":0},{"$f":"ROUND(AK400*Beregn1!$F$30,4)","v":0},{"$f":"ROUND(AL400*Beregn1!$F$30,4)","v":0},{"$f":"ROUND(AM400*Beregn1!$F$30,4)","v":0},{"$f":"ROUND(AN400*Beregn1!$F$30,4)","v":0}]
[null,null,null,null,null,null,null,null,null,null,null,null,null,null,null,null,null,null,null,null,null,null,null,null,null,null,null,null,null,null,null,{"$f":"IF(OR(AC401=0,AC401=-1),Beregn1!$E$36,AC401)","v":41},true,{"$f":"IF(AND(AF401=41,AG401=FALSE),Beregn1!$E$36,AC401)","v":0},null,0,0,0,0,0,null,{"$f":"ROUND(AJ401*Beregn1!$F$30,4)","v":0},{"$f":"ROUND(AK401*Beregn1!$F$30,4)","v":0},{"$f":"ROUND(AL401*Beregn1!$F$30,4)","v":0},{"$f":"ROUND(AM401*Beregn1!$F$30,4)","v":0},{"$f":"ROUND(AN401*Beregn1!$F$30,4)","v":0}]
[null,null,null,null,null,null,null,null,null,null,null,null,null,null,null,null,null,null,null,null,null,null,null,null,null,null,null,null,null,null,null,{"$f":"IF(OR(AC402=0,AC402=-1),Beregn1!$E$36,AC402)","v":41},true,{"$f":"IF(AND(AF402=41,AG402=FALSE),Beregn1!$E$36,AC402)","v":0},null,0,0,0,0,0,null,{"$f":"ROUND(AJ402*Beregn1!$F$30,4)","v":0},{"$f":"ROUND(AK402*Beregn1!$F$30,4)","v":0},{"$f":"ROUND(AL402*Beregn1!$F$30,4)","v":0},{"$f":"ROUND(AM402*Beregn1!$F$30,4)","v":0},{"$f":"ROUND(AN402*Beregn1!$F$30,4)","v":0}]
[null,null,null,null,null,null,null,null,null,null,null,null,null,null,null,null,null,null,null,null,null,null,null,null,null,null,null,null,null,null,null,{"$f":"IF(OR(AC403=0,AC403=-1),Beregn1!$E$36,AC403)","v":41},true,{"$f":"IF(AND(AF403=41,AG403=FALSE),Beregn1!$E$36,AC403)","v":0},null,0,0,0,0,0,null,{"$f":"ROUND(AJ403*Beregn1!$F$30,4)","v":0},{"$f":"ROUND(AK403*Beregn1!$F$30,4)","v":0},{"$f":"ROUND(AL403*Beregn1!$F$30,4)","v":0},{"$f":"ROUND(AM403*Beregn1!$F$30,4)","v":0},{"$f":"ROUND(AN403*Beregn1!$F$30,4)","v":0}]
[null,null,null,null,null,null,null,null,null,null,null,null,null,null,null,null,null,null,null,null,null,null,null,null,null,null,null,null,null,null,null,{"$f":"IF(OR(AC404=0,AC404=-1),Beregn1!$E$36,AC404)","v":41},true,{"$f":"IF(AND(AF404=41,AG404=FALSE),Beregn1!$E$36,AC404)","v":0},null,0,0,0,0,0,null,{"$f":"ROUND(AJ404*Beregn1!$F$30,4)","v":0},{"$f":"ROUND(AK404*Beregn1!$F$30,4)","v":0},{"$f":"ROUND(AL404*Beregn1!$F$30,4)","v":0},{"$f":"ROUND(AM404*Beregn1!$F$30,4)","v":0},{"$f":"ROUND(AN404*Beregn1!$F$30,4)","v":0}]
[null,null,null,null,null,null,null,null,null,null,null,null,null,null,null,null,null,null,null,null,null,null,null,null,null,null,null,null,null,null,null,{"$f":"IF(OR(AC405=0,AC405=-1),Beregn1!$E$36,AC405)","v":41},true,{"$f":"IF(AND(AF405=41,AG405=FALSE),Beregn1!$E$36,AC405)","v":0},null,0,0,0,0,0,null,{"$f":"ROUND(AJ405*Beregn1!$F$30,4)","v":0},{"$f":"ROUND(AK405*Beregn1!$F$30,4)","v":0},{"$f":"ROUND(AL405*Beregn1!$F$30,4)","v":0},{"$f":"ROUND(AM405*Beregn1!$F$30,4)","v":0},{"$f":"ROUND(AN405*Beregn1!$F$30,4)","v":0}]
[null,null,null,null,null,null,null,null,null,null,null,null,null,null,null,null,null,null,null,null,null,null,null,null,null,null,null,null,null,null,null,{"$f":"IF(OR(AC406=0,AC406=-1),Beregn1!$E$36,AC406)","v":41},true,{"$f":"IF(AND(AF406=41,AG406=FALSE),Beregn1!$E$36,AC406)","v":0},null,0,0,0,0,0,null,{"$f":"ROUND(AJ406*Beregn1!$F$30,4)","v":0},{"$f":"ROUND(AK406*Beregn1!$F$30,4)","v":0},{"$f":"ROUND(AL406*Beregn1!$F$30,4)","v":0},{"$f":"ROUND(AM406*Beregn1!$F$30,4)","v":0},{"$f":"ROUND(AN406*Beregn1!$F$30,4)","v":0}]
[null,null,null,null,null,null,null,null,null,null,null,null,null,null,null,null,null,null,null,null,null,null,null,null,null,null,null,null,null,null,null,{"$f":"IF(OR(AC407=0,AC407=-1),Beregn1!$E$36,AC407)","v":41},true,{"$f":"IF(AND(AF407=41,AG407=FALSE),Beregn1!$E$36,AC407)","v":0},null,0,0,0,0,0,null,{"$f":"ROUND(AJ407*Beregn1!$F$30,4)","v":0},{"$f":"ROUND(AK407*Beregn1!$F$30,4)","v":0},{"$f":"ROUND(AL407*Beregn1!$F$30,4)","v":0},{"$f":"ROUND(AM407*Beregn1!$F$30,4)","v":0},{"$f":"ROUND(AN407*Beregn1!$F$30,4)","v":0}]
[null,null,null,null,null,null,null,null,null,null,null,null,null,null,null,null,null,null,null,null,null,null,null,null,null,null,null,null,null,null,null,{"$f":"IF(OR(AC408=0,AC408=-1),Beregn1!$E$36,AC408)","v":41},true,{"$f":"IF(AND(AF408=41,AG408=FALSE),Beregn1!$E$36,AC408)","v":0},null,0,0,0,0,0,null,{"$f":"ROUND(AJ408*Beregn1!$F$30,4)","v":0},{"$f":"ROUND(AK408*Beregn1!$F$30,4)","v":0},{"$f":"ROUND(AL408*Beregn1!$F$30,4)","v":0},{"$f":"ROUND(AM408*Beregn1!$F$30,4)","v":0},{"$f":"ROUND(AN408*Beregn1!$F$30,4)","v":0}]
[null,null,null,null,null,null,null,null,null,null,null,null,null,null,null,null,null,null,null,null,null,null,null,null,null,null,null,null,null,null,null,{"$f":"IF(OR(AC409=0,AC409=-1),Beregn1!$E$36,AC409)","v":41},true,{"$f":"IF(AND(AF409=41,AG409=FALSE),Beregn1!$E$36,AC409)","v":0},null,0,0,0,0,0,null,{"$f":"ROUND(AJ409*Beregn1!$F$30,4)","v":0},{"$f":"ROUND(AK409*Beregn1!$F$30,4)","v":0},{"$f":"ROUND(AL409*Beregn1!$F$30,4)","v":0},{"$f":"ROUND(AM409*Beregn1!$F$30,4)","v":0},{"$f":"ROUND(AN409*Beregn1!$F$30,4)","v":0}]
[null,null,null,null,null,null,null,null,null,null,null,null,null,null,null,null,null,null,null,null,null,null,null,null,null,null,null,null,null,null,null,{"$f":"IF(OR(AC410=0,AC410=-1),Beregn1!$E$36,AC410)","v":41},true,{"$f":"IF(AND(AF410=41,AG410=FALSE),Beregn1!$E$36,AC410)","v":0},null,0,0,0,0,0,null,{"$f":"ROUND(AJ410*Beregn1!$F$30,4)","v":0},{"$f":"ROUND(AK410*Beregn1!$F$30,4)","v":0},{"$f":"ROUND(AL410*Beregn1!$F$30,4)","v":0},{"$f":"ROUND(AM410*Beregn1!$F$30,4)","v":0},{"$f":"ROUND(AN410*Beregn1!$F$30,4)","v":0}]
[null,null,null,null,null,null,null,null,null,null,null,null,null,null,null,null,null,null,null,null,null,null,null,null,null,null,null,null,null,null,null,{"$f":"IF(OR(AC411=0,AC411=-1),Beregn1!$E$36,AC411)","v":41},true,{"$f":"IF(AND(AF411=41,AG411=FALSE),Beregn1!$E$36,AC411)","v":0},null,0,0,0,0,0,null,{"$f":"ROUND(AJ411*Beregn1!$F$30,4)","v":0},{"$f":"ROUND(AK411*Beregn1!$F$30,4)","v":0},{"$f":"ROUND(AL411*Beregn1!$F$30,4)","v":0},{"$f":"ROUND(AM411*Beregn1!$F$30,4)","v":0},{"$f":"ROUND(AN411*Beregn1!$F$30,4)","v":0}]
[null,null,null,null,null,null,null,null,null,null,null,null,null,null,null,null,null,null,null,null,null,null,null,null,null,null,null,null,null,null,null,{"$f":"IF(OR(AC412=0,AC412=-1),Beregn1!$E$36,AC412)","v":41},true,{"$f":"IF(AND(AF412=41,AG412=FALSE),Beregn1!$E$36,AC412)","v":0},null,0,0,0,0,0,null,{"$f":"ROUND(AJ412*Beregn1!$F$30,4)","v":0},{"$f":"ROUND(AK412*Beregn1!$F$30,4)","v":0},{"$f":"ROUND(AL412*Beregn1!$F$30,4)","v":0},{"$f":"ROUND(AM412*Beregn1!$F$30,4)","v":0},{"$f":"ROUND(AN412*Beregn1!$F$30,4)","v":0}]
[null,null,null,null,null,null,null,null,null,null,null,null,null,null,null,null,null,null,null,null,null,null,null,null,null,null,null,null,null,null,null,{"$f":"IF(OR(AC413=0,AC413=-1),Beregn1!$E$36,AC413)","v":41},true,{"$f":"IF(AND(AF413=41,AG413=FALSE),Beregn1!$E$36,AC413)","v":0},null,0,0,0,0,0,null,{"$f":"ROUND(AJ413*Beregn1!$F$30,4)","v":0},{"$f":"ROUND(AK413*Beregn1!$F$30,4)","v":0},{"$f":"ROUND(AL413*Beregn1!$F$30,4)","v":0},{"$f":"ROUND(AM413*Beregn1!$F$30,4)","v":0},{"$f":"ROUND(AN413*Beregn1!$F$30,4)","v":0}]
[null,null,null,null,null,null,null,null,null,null,null,null,null,null,null,null,null,null,null,null,null,null,null,null,null,null,null,null,null,null,null,{"$f":"IF(OR(AC414=0,AC414=-1),Beregn1!$E$36,AC414)","v":41},true,{"$f":"IF(AND(AF414=41,AG414=FALSE),Beregn1!$E$36,AC414)","v":0},null,0,0,0,0,0,null,{"$f":"ROUND(AJ414*Beregn1!$F$30,4)","v":0},{"$f":"ROUND(AK414*Beregn1!$F$30,4)","v":0},{"$f":"ROUND(AL414*Beregn1!$F$30,4)","v":0},{"$f":"ROUND(AM414*Beregn1!$F$30,4)","v":0},{"$f":"ROUND(AN414*Beregn1!$F$30,4)","v":0}]
[null,null,null,null,null,null,null,null,null,null,null,null,null,null,null,null,null,null,null,null,null,null,null,null,null,null,null,null,null,null,null,{"$f":"IF(OR(AC415=0,AC415=-1),Beregn1!$E$36,AC415)","v":41},true,{"$f":"IF(AND(AF415=41,AG415=FALSE),Beregn1!$E$36,AC415)","v":0},null,0,0,0,0,0,null,{"$f":"ROUND(AJ415*Beregn1!$F$30,4)","v":0},{"$f":"ROUND(AK415*Beregn1!$F$30,4)","v":0},{"$f":"ROUND(AL415*Beregn1!$F$30,4)","v":0},{"$f":"ROUND(AM415*Beregn1!$F$30,4)","v":0},{"$f":"ROUND(AN415*Beregn1!$F$30,4)","v":0}]
[null,null,null,null,null,null,null,null,null,null,null,null,null,null,null,null,null,null,null,null,null,null,null,null,null,null,null,null,null,null,null,{"$f":"IF(OR(AC416=0,AC416=-1),Beregn1!$E$36,AC416)","v":41},true,{"$f":"IF(AND(AF416=41,AG416=FALSE),Beregn1!$E$36,AC416)","v":0},null,0,0,0,0,0,null,{"$f":"ROUND(AJ416*Beregn1!$F$30,4)","v":0},{"$f":"ROUND(AK416*Beregn1!$F$30,4)","v":0},{"$f":"ROUND(AL416*Beregn1!$F$30,4)","v":0},{"$f":"ROUND(AM416*Beregn1!$F$30,4)","v":0},{"$f":"ROUND(AN416*Beregn1!$F$30,4)","v":0}]
[null,null,null,null,null,null,null,null,null,null,null,null,null,null,null,null,null,null,null,null,null,null,null,null,null,null,null,null,null,null,null,{"$f":"IF(OR(AC417=0,AC417=-1),Beregn1!$E$36,AC417)","v":41},true,{"$f":"IF(AND(AF417=41,AG417=FALSE),Beregn1!$E$36,AC417)","v":0},null,0,0,0,0,0,null,{"$f":"ROUND(AJ417*Beregn1!$F$30,4)","v":0},{"$f":"ROUND(AK417*Beregn1!$F$30,4)","v":0},{"$f":"ROUND(AL417*Beregn1!$F$30,4)","v":0},{"$f":"ROUND(AM417*Beregn1!$F$30,4)","v":0},{"$f":"ROUND(AN417*Beregn1!$F$30,4)","v":0}]
[null,null,null,null,null,null,null,null,null,null,null,null,null,null,null,null,null,null,null,null,null,null,null,null,null,null,null,null,null,null,null,{"$f":"IF(OR(AC418=0,AC418=-1),Beregn1!$E$36,AC418)","v":41},true,{"$f":"IF(AND(AF418=41,AG418=FALSE),Beregn1!$E$36,AC418)","v":0},null,0,0,0,0,0,null,{"$f":"ROUND(AJ418*Beregn1!$F$30,4)","v":0},{"$f":"ROUND(AK418*Beregn1!$F$30,4)","v":0},{"$f":"ROUND(AL418*Beregn1!$F$30,4)","v":0},{"$f":"ROUND(AM418*Beregn1!$F$30,4)","v":0},{"$f":"ROUND(AN418*Beregn1!$F$30,4)","v":0}]
[null,null,null,null,null,null,null,null,null,null,null,null,null,null,null,null,null,null,null,null,null,null,null,null,null,null,null,null,null,null,null,{"$f":"IF(OR(AC419=0,AC419=-1),Beregn1!$E$36,AC419)","v":41},true,{"$f":"IF(AND(AF419=41,AG419=FALSE),Beregn1!$E$36,AC419)","v":0},null,0,0,0,0,0,null,{"$f":"ROUND(AJ419*Beregn1!$F$30,4)","v":0},{"$f":"ROUND(AK419*Beregn1!$F$30,4)","v":0},{"$f":"ROUND(AL419*Beregn1!$F$30,4)","v":0},{"$f":"ROUND(AM419*Beregn1!$F$30,4)","v":0},{"$f":"ROUND(AN419*Beregn1!$F$30,4)","v":0}]
[null,null,null,null,null,null,null,null,null,null,null,null,null,null,null,null,null,null,null,null,null,null,null,null,null,null,null,null,null,null,null,{"$f":"IF(OR(AC420=0,AC420=-1),Beregn1!$E$36,AC420)","v":41},true,{"$f":"IF(AND(AF420=41,AG420=FALSE),Beregn1!$E$36,AC420)","v":0},null,0,0,0,0,0,null,{"$f":"ROUND(AJ420*Beregn1!$F$30,4)","v":0},{"$f":"ROUND(AK420*Beregn1!$F$30,4)","v":0},{"$f":"ROUND(AL420*Beregn1!$F$30,4)","v":0},{"$f":"ROUND(AM420*Beregn1!$F$30,4)","v":0},{"$f":"ROUND(AN420*Beregn1!$F$30,4)","v":0}]
[null,null,null,null,null,null,null,null,null,null,null,null,null,null,null,null,null,null,null,null,null,null,null,null,null,null,null,null,null,null,null,{"$f":"IF(OR(AC421=0,AC421=-1),Beregn1!$E$36,AC421)","v":41},true,{"$f":"IF(AND(AF421=41,AG421=FALSE),Beregn1!$E$36,AC421)","v":0},null,0,0,0,0,0,null,{"$f":"ROUND(AJ421*Beregn1!$F$30,4)","v":0},{"$f":"ROUND(AK421*Beregn1!$F$30,4)","v":0},{"$f":"ROUND(AL421*Beregn1!$F$30,4)","v":0},{"$f":"ROUND(AM421*Beregn1!$F$30,4)","v":0},{"$f":"ROUND(AN421*Beregn1!$F$30,4)","v":0}]
[null,null,null,null,null,null,null,null,null,null,null,null,null,null,null,null,null,null,null,null,null,null,null,null,null,null,null,null,null,null,null,{"$f":"IF(OR(AC422=0,AC422=-1),Beregn1!$E$36,AC422)","v":41},true,{"$f":"IF(AND(AF422=41,AG422=FALSE),Beregn1!$E$36,AC422)","v":0},null,0,0,0,0,0,null,{"$f":"ROUND(AJ422*Beregn1!$F$30,4)","v":0},{"$f":"ROUND(AK422*Beregn1!$F$30,4)","v":0},{"$f":"ROUND(AL422*Beregn1!$F$30,4)","v":0},{"$f":"ROUND(AM422*Beregn1!$F$30,4)","v":0},{"$f":"ROUND(AN422*Beregn1!$F$30,4)","v":0}]
[null,null,null,null,null,null,null,null,null,null,null,null,null,null,null,null,null,null,null,null,null,null,null,null,null,null,null,null,null,null,null,{"$f":"IF(OR(AC423=0,AC423=-1),Beregn1!$E$36,AC423)","v":41},true,{"$f":"IF(AND(AF423=41,AG423=FALSE),Beregn1!$E$36,AC423)","v":0},null,0,0,0,0,0,null,{"$f":"ROUND(AJ423*Beregn1!$F$30,4)","v":0},{"$f":"ROUND(AK423*Beregn1!$F$30,4)","v":0},{"$f":"ROUND(AL423*Beregn1!$F$30,4)","v":0},{"$f":"ROUND(AM423*Beregn1!$F$30,4)","v":0},{"$f":"ROUND(AN423*Beregn1!$F$30,4)","v":0}]
[null,null,null,null,null,null,null,null,null,null,null,null,null,null,null,null,null,null,null,null,null,null,null,null,null,null,null,null,null,null,null,{"$f":"IF(OR(AC424=0,AC424=-1),Beregn1!$E$36,AC424)","v":41},true,{"$f":"IF(AND(AF424=41,AG424=FALSE),Beregn1!$E$36,AC424)","v":0},null,0,0,0,0,0,null,{"$f":"ROUND(AJ424*Beregn1!$F$30,4)","v":0},{"$f":"ROUND(AK424*Beregn1!$F$30,4)","v":0},{"$f":"ROUND(AL424*Beregn1!$F$30,4)","v":0},{"$f":"ROUND(AM424*Beregn1!$F$30,4)","v":0},{"$f":"ROUND(AN424*Beregn1!$F$30,4)","v":0}]
[null,null,null,null,null,null,null,null,null,null,null,null,null,null,null,null,null,null,null,null,null,null,null,null,null,null,null,null,null,null,null,{"$f":"IF(OR(AC425=0,AC425=-1),Beregn1!$E$36,AC425)","v":41},true,{"$f":"IF(AND(AF425=41,AG425=FALSE),Beregn1!$E$36,AC425)","v":0},null,0,0,0,0,0,null,{"$f":"ROUND(AJ425*Beregn1!$F$30,4)","v":0},{"$f":"ROUND(AK425*Beregn1!$F$30,4)","v":0},{"$f":"ROUND(AL425*Beregn1!$F$30,4)","v":0},{"$f":"ROUND(AM425*Beregn1!$F$30,4)","v":0},{"$f":"ROUND(AN425*Beregn1!$F$30,4)","v":0}]
[null,null,null,null,null,null,null,null,null,null,null,null,null,null,null,null,null,null,null,null,null,null,null,null,null,null,null,null,null,null,null,{"$f":"IF(OR(AC426=0,AC426=-1),Beregn1!$E$36,AC426)","v":41},true,{"$f":"IF(AND(AF426=41,AG426=FALSE),Beregn1!$E$36,AC426)","v":0},null,0,0,0,0,0,null,{"$f":"ROUND(AJ426*Beregn1!$F$30,4)","v":0},{"$f":"ROUND(AK426*Beregn1!$F$30,4)","v":0},{"$f":"ROUND(AL426*Beregn1!$F$30,4)","v":0},{"$f":"ROUND(AM426*Beregn1!$F$30,4)","v":0},{"$f":"ROUND(AN426*Beregn1!$F$30,4)","v":0}]
[null,null,null,null,null,null,null,null,null,null,null,null,null,null,null,null,null,null,null,null,null,null,null,null,null,null,null,null,null,null,null,{"$f":"IF(OR(AC427=0,AC427=-1),Beregn1!$E$36,AC427)","v":41},true,{"$f":"IF(AND(AF427=41,AG427=FALSE),Beregn1!$E$36,AC427)","v":0},null,0,0,0,0,0,null,{"$f":"ROUND(AJ427*Beregn1!$F$30,4)","v":0},{"$f":"ROUND(AK427*Beregn1!$F$30,4)","v":0},{"$f":"ROUND(AL427*Beregn1!$F$30,4)","v":0},{"$f":"ROUND(AM427*Beregn1!$F$30,4)","v":0},{"$f":"ROUND(AN427*Beregn1!$F$30,4)","v":0}]
[null,null,null,null,null,null,null,null,null,null,null,null,null,null,null,null,null,null,null,null,null,null,null,null,null,null,null,null,null,null,null,{"$f":"IF(OR(AC428=0,AC428=-1),Beregn1!$E$36,AC428)","v":41},true,{"$f":"IF(AND(AF428=41,AG428=FALSE),Beregn1!$E$36,AC428)","v":0},null,0,0,0,0,0,null,{"$f":"ROUND(AJ428*Beregn1!$F$30,4)","v":0},{"$f":"ROUND(AK428*Beregn1!$F$30,4)","v":0},{"$f":"ROUND(AL428*Beregn1!$F$30,4)","v":0},{"$f":"ROUND(AM428*Beregn1!$F$30,4)","v":0},{"$f":"ROUND(AN428*Beregn1!$F$30,4)","v":0}]
[null,null,null,null,null,null,null,null,null,null,null,null,null,null,null,null,null,null,null,null,null,null,null,null,null,null,null,null,null,null,null,{"$f":"IF(OR(AC429=0,AC429=-1),Beregn1!$E$36,AC429)","v":41},true,{"$f":"IF(AND(AF429=41,AG429=FALSE),Beregn1!$E$36,AC429)","v":0},null,0,0,0,0,0,null,{"$f":"ROUND(AJ429*Beregn1!$F$30,4)","v":0},{"$f":"ROUND(AK429*Beregn1!$F$30,4)","v":0},{"$f":"ROUND(AL429*Beregn1!$F$30,4)","v":0},{"$f":"ROUND(AM429*Beregn1!$F$30,4)","v":0},{"$f":"ROUND(AN429*Beregn1!$F$30,4)","v":0}]
[null,null,null,null,null,null,null,null,null,null,null,null,null,null,null,null,null,null,null,null,null,null,null,null,null,null,null,null,null,null,null,{"$f":"IF(OR(AC430=0,AC430=-1),Beregn1!$E$36,AC430)","v":41},true,{"$f":"IF(AND(AF430=41,AG430=FALSE),Beregn1!$E$36,AC430)","v":0},null,0,0,0,0,0,null,{"$f":"ROUND(AJ430*Beregn1!$F$30,4)","v":0},{"$f":"ROUND(AK430*Beregn1!$F$30,4)","v":0},{"$f":"ROUND(AL430*Beregn1!$F$30,4)","v":0},{"$f":"ROUND(AM430*Beregn1!$F$30,4)","v":0},{"$f":"ROUND(AN430*Beregn1!$F$30,4)","v":0}]
[null,null,null,null,null,null,null,null,null,null,null,null,null,null,null,null,null,null,null,null,null,null,null,null,null,null,null,null,null,null,null,{"$f":"IF(OR(AC431=0,AC431=-1),Beregn1!$E$36,AC431)","v":41},true,{"$f":"IF(AND(AF431=41,AG431=FALSE),Beregn1!$E$36,AC431)","v":0},null,0,0,0,0,0,null,{"$f":"ROUND(AJ431*Beregn1!$F$30,4)","v":0},{"$f":"ROUND(AK431*Beregn1!$F$30,4)","v":0},{"$f":"ROUND(AL431*Beregn1!$F$30,4)","v":0},{"$f":"ROUND(AM431*Beregn1!$F$30,4)","v":0},{"$f":"ROUND(AN431*Beregn1!$F$30,4)","v":0}]
[null,null,null,null,null,null,null,null,null,null,null,null,null,null,null,null,null,null,null,null,null,null,null,null,null,null,null,null,null,null,null,{"$f":"IF(OR(AC432=0,AC432=-1),Beregn1!$E$36,AC432)","v":41},true,{"$f":"IF(AND(AF432=41,AG432=FALSE),Beregn1!$E$36,AC432)","v":0},null,0,0,0,0,0,null,{"$f":"ROUND(AJ432*Beregn1!$F$30,4)","v":0},{"$f":"ROUND(AK432*Beregn1!$F$30,4)","v":0},{"$f":"ROUND(AL432*Beregn1!$F$30,4)","v":0},{"$f":"ROUND(AM432*Beregn1!$F$30,4)","v":0},{"$f":"ROUND(AN432*Beregn1!$F$30,4)","v":0}]
[null,null,null,null,null,null,null,null,null,null,null,null,null,null,null,null,null,null,null,null,null,null,null,null,null,null,null,null,null,null,null,{"$f":"IF(OR(AC433=0,AC433=-1),Beregn1!$E$36,AC433)","v":41},true,{"$f":"IF(AND(AF433=41,AG433=FALSE),Beregn1!$E$36,AC433)","v":0},null,0,0,0,0,0,null,{"$f":"ROUND(AJ433*Beregn1!$F$30,4)","v":0},{"$f":"ROUND(AK433*Beregn1!$F$30,4)","v":0},{"$f":"ROUND(AL433*Beregn1!$F$30,4)","v":0},{"$f":"ROUND(AM433*Beregn1!$F$30,4)","v":0},{"$f":"ROUND(AN433*Beregn1!$F$30,4)","v":0}]
[null,null,null,null,null,null,null,null,null,null,null,null,null,null,null,null,null,null,null,null,null,null,null,null,null,null,null,null,null,null,null,{"$f":"IF(OR(AC434=0,AC434=-1),Beregn1!$E$36,AC434)","v":41},true,{"$f":"IF(AND(AF434=41,AG434=FALSE),Beregn1!$E$36,AC434)","v":0},null,0,0,0,0,0,null,{"$f":"ROUND(AJ434*Beregn1!$F$30,4)","v":0},{"$f":"ROUND(AK434*Beregn1!$F$30,4)","v":0},{"$f":"ROUND(AL434*Beregn1!$F$30,4)","v":0},{"$f":"ROUND(AM434*Beregn1!$F$30,4)","v":0},{"$f":"ROUND(AN434*Beregn1!$F$30,4)","v":0}]
[null,null,null,null,null,null,null,null,null,null,null,null,null,null,null,null,null,null,null,null,null,null,null,null,null,null,null,null,null,null,null,{"$f":"IF(OR(AC435=0,AC435=-1),Beregn1!$E$36,AC435)","v":41},true,{"$f":"IF(AND(AF435=41,AG435=FALSE),Beregn1!$E$36,AC435)","v":0},null,0,0,0,0,0,null,{"$f":"ROUND(AJ435*Beregn1!$F$30,4)","v":0},{"$f":"ROUND(AK435*Beregn1!$F$30,4)","v":0},{"$f":"ROUND(AL435*Beregn1!$F$30,4)","v":0},{"$f":"ROUND(AM435*Beregn1!$F$30,4)","v":0},{"$f":"ROUND(AN435*Beregn1!$F$30,4)","v":0}]
[null,null,null,null,null,null,null,null,null,null,null,null,null,null,null,null,null,null,null,null,null,null,null,null,null,null,null,null,null,null,null,{"$f":"IF(OR(AC436=0,AC436=-1),Beregn1!$E$36,AC436)","v":41},true,{"$f":"IF(AND(AF436=41,AG436=FALSE),Beregn1!$E$36,AC436)","v":0},null,0,0,0,0,0,null,{"$f":"ROUND(AJ436*Beregn1!$F$30,4)","v":0},{"$f":"ROUND(AK436*Beregn1!$F$30,4)","v":0},{"$f":"ROUND(AL436*Beregn1!$F$30,4)","v":0},{"$f":"ROUND(AM436*Beregn1!$F$30,4)","v":0},{"$f":"ROUND(AN436*Beregn1!$F$30,4)","v":0}]
[null,null,null,null,null,null,null,null,null,null,null,null,null,null,null,null,null,null,null,null,null,null,null,null,null,null,null,null,null,null,null,{"$f":"IF(OR(AC437=0,AC437=-1),Beregn1!$E$36,AC437)","v":41},true,{"$f":"IF(AND(AF437=41,AG437=FALSE),Beregn1!$E$36,AC437)","v":0},null,0,0,0,0,0,null,{"$f":"ROUND(AJ437*Beregn1!$F$30,4)","v":0},{"$f":"ROUND(AK437*Beregn1!$F$30,4)","v":0},{"$f":"ROUND(AL437*Beregn1!$F$30,4)","v":0},{"$f":"ROUND(AM437*Beregn1!$F$30,4)","v":0},{"$f":"ROUND(AN437*Beregn1!$F$30,4)","v":0}]
[null,null,null,null,null,null,null,null,null,null,null,null,null,null,null,null,null,null,null,null,null,null,null,null,null,null,null,null,null,null,null,{"$f":"IF(OR(AC438=0,AC438=-1),Beregn1!$E$36,AC438)","v":41},true,{"$f":"IF(AND(AF438=41,AG438=FALSE),Beregn1!$E$36,AC438)","v":0},null,0,0,0,0,0,null,{"$f":"ROUND(AJ438*Beregn1!$F$30,4)","v":0},{"$f":"ROUND(AK438*Beregn1!$F$30,4)","v":0},{"$f":"ROUND(AL438*Beregn1!$F$30,4)","v":0},{"$f":"ROUND(AM438*Beregn1!$F$30,4)","v":0},{"$f":"ROUND(AN438*Beregn1!$F$30,4)","v":0}]
[null,null,null,null,null,null,null,null,null,null,null,null,null,null,null,null,null,null,null,null,null,null,null,null,null,null,null,null,null,null,null,{"$f":"IF(OR(AC439=0,AC439=-1),Beregn1!$E$36,AC439)","v":41},true,{"$f":"IF(AND(AF439=41,AG439=FALSE),Beregn1!$E$36,AC439)","v":0},null,0,0,0,0,0,null,{"$f":"ROUND(AJ439*Beregn1!$F$30,4)","v":0},{"$f":"ROUND(AK439*Beregn1!$F$30,4)","v":0},{"$f":"ROUND(AL439*Beregn1!$F$30,4)","v":0},{"$f":"ROUND(AM439*Beregn1!$F$30,4)","v":0},{"$f":"ROUND(AN439*Beregn1!$F$30,4)","v":0}]
[null,null,null,null,null,null,null,null,null,null,null,null,null,null,null,null,null,null,null,null,null,null,null,null,null,null,null,null,null,null,null,{"$f":"IF(OR(AC440=0,AC440=-1),Beregn1!$E$36,AC440)","v":41},true,{"$f":"IF(AND(AF440=41,AG440=FALSE),Beregn1!$E$36,AC440)","v":0},null,0,0,0,0,0,null,{"$f":"ROUND(AJ440*Beregn1!$F$30,4)","v":0},{"$f":"ROUND(AK440*Beregn1!$F$30,4)","v":0},{"$f":"ROUND(AL440*Beregn1!$F$30,4)","v":0},{"$f":"ROUND(AM440*Beregn1!$F$30,4)","v":0},{"$f":"ROUND(AN440*Beregn1!$F$30,4)","v":0}]

{"sheet":"BR3_d","index":6,"n_rows":440,"n_cols":60,"rows_kept":440,"cut":false,"hidden":true,"merged":[[0,7,9,7],[0,21,9,21],[0,35,9,35],[0,39,9,39],[0,46,9,46]]}
["K","A_ratio","surface_depth","soil_depth","storage_depth","drain_offset",null,"Dataudtræk, 1 ↓","K","A_ratio","surface_depth","soil_depth","storage_depth","drain_coefficient","drain_offset","Infiltrated","Evaporated","Drained","Overflow","T_overflow","Available_volume","Dataudtræk, 2 ↓","K","A_ratio","surface_depth","soil_depth","storage_depth","drain_coefficient","drain_offset","Infiltrated","Evaporated","Drained","Overflow","T_overflow","Available_volume","Ret T_overflow ↓",{"$f":"AH1","v":"T_overflow"},{"$f":"AH1","v":"T_overflow"},{"$f":"AH1","v":"T_overflow"},"Output ↓",{"$f":"INDEX($W1:$AI1,MATCH(\"Infiltrated\",$W$1:$AI$1,0))","v":"Infiltrated"},{"$f":"INDEX($W1:$AI1,MATCH(\"Evaporated\",$W$1:$AI$1,0))","v":"Evaporated"},{"$f":"INDEX($W1:$AI1,MATCH(\"Drained\",$W$1:$AI$1,0))","v":"Drained"},{"$f":"INDEX($W1:$AI1,MATCH(\"Overflow\",$W$1:$AI$1,0))","v":"Overflow"},{"$f":"AM1","v":"T_overflow"},{"$f":"INDEX($W1:$AI1,MATCH(\"Available_Volume\",$W$1:$AI$1,0))","v":"Available_volume"},"Lineær interpolation ↓","Infiltrated_w","Evaporated_w","Drained_w","Overflow_w","T_overflow_w","Available_Volume_w",null,"Infiltrated_sum","Evaporated_sum","Drained_sum","Overflow_sum","T_overflow_sum","Available_Volume_sum"]
[{"$f":"Beregn1!$B$105","v":1},{"$f":"Beregn1!$C$105","v":0.15},{"$f":"Beregn1!$D$105","v":300},{"$f":"Beregn1!$E$105","v":600},{"$f":"Beregn1!$F$105","v":2000},{"$f":"Beregn1!$G$105","v":500},null,null,1,0.1,300,450,2000,18,0,0.09,0.3,0.61,0,20.494,0.94,null,1,0.1,300,450,2000,18,0,0.09,0.3,0.61,0,20.494,0.94,null,{"$f":"IF(OR(AH2=0,AH2=-1),Beregn1!$E$36,AH2)","v":20.494},{"$f":"ISBLANK(AH2)","v":false},{"$f":"IF(AND(AK2=41,AL2=FALSE),Beregn1!$E$36,AH2)","v":20.494},null,{"$f":"INDEX($W2:$AI2,MATCH(\"Infiltrated\",$W$1:$AI$1,0))","v":0.09},{"$f":"INDEX($W2:$AI2,MATCH(\"Evaporated\",$W$1:$AI$1,0))","v":0.3},{"$f":"INDEX($W2:$AI2,MATCH(\"Drained\",$W$1:$AI$1,0))","v":0.61},{"$f":"INDEX($W2:$AI2,MATCH(\"Overflow\",$W$1:$AI$1,0))","v":0},{"$f":"AM2","v":20.494},{"$f":"INDEX($W2:$AI2,MATCH(\"Available_Volume\",$W$1:$AI$1,0))","v":0.94},null,{"$f":"ROUND(AO2*Beregn1!$G$30,4)","v":5.5999999999999999E-3},{"$f":"ROUND(AP2*Beregn1!$G$30,4)","v":1.8800000000000001E-2},{"$f":"ROUND(AQ2*Beregn1!$G$30,4)","v":3.8100000000000002E-2},{"$f":"ROUND(AR2*Beregn1!$G$30,4)","v":0},{"$f":"ROUND(AS2*Beregn1!$G$30,4)","v":1.2808999999999999},{"$f":"ROUND(AT2*Beregn1!$G$30,4)","v":5.8799999999999998E-2},null,{"$f":"SUM(AV2:AV440)","v":0.34939999999999993},0.31520000000000009,0.33579999999999999,0,30.741599999999991,0.92899999999999994]
[{"$f":"Beregn1!$B$105","v":1},{"$f":"Beregn1!$C$105","v":0.15},{"$f":"Beregn1!$D$105","v":300},{"$f":"Beregn1!$E$105","v":600},{"$f":"Beregn1!$F$105","v":2000},{"$f":"Beregn1!$G$106","v":0},null,null,1,0.1,300,450,2000,18,500,0.61,0.3,0.09,0,20.494,0.93,null,1,0.1,300,450,2000,18,500,0.61,0.3,0.09,0,20.494,0.93,null,{"$f":"IF(OR(AH3=0,AH3=-1),Beregn1!$E$36,AH3)","v":20.494},{"$f":"ISBLANK(AH3)","v":false},{"$f":"IF(AND(AK3=41,AL3=FALSE),Beregn1!$E$36,AH3)","v":20.494},null,0.61,0.3,0.09,0,{"$f":"AM3","v":20.494},0.93,null,{"$f":"ROUND(AO3*Beregn1!$G$30,4)","v":3.8100000000000002E-2},{"$f":"ROUND(AP3*Beregn1!$G$30,4)","v":1.8800000000000001E-2},{"$f":"ROUND(AQ3*Beregn1!$G$30,4)","v":5.5999999999999999E-3},{"$f":"ROUND(AR3*Beregn1!$G$30,4)","v":0},{"$f":"ROUND(AS3*Beregn1!$G$30,4)","v":1.2808999999999999},{"$f":"ROUND(AT3*Beregn1!$G$30,4)","v":5.8099999999999999E-2}]
[{"$f":"Beregn1!$B$105","v":1},{"$f":"Beregn1!$C$105","v":0.15},{"$f":"Beregn1!$D$105","v":300},{"$f":"Beregn1!$E$105","v":600},{"$f":"Beregn1!$F$106","v":0},{"$f":"Beregn1!$G$105","v":500},null,null,1,0.1,300,450,2000,36,0,0.09,0.3,0.61,0,20.494,0.94,null,1,0.1,300,600,2000,18,0,0.09,0.3,0.61,0,20.494,0.93,null,{"$f":"IF(OR(AH4=0,AH4=-1),Beregn1!$E$36,AH4)","v":20.494},false,{"$f":"IF(AND(AK4=41,AL4=FALSE),Beregn1!$E$36,AH4)","v":20.494},null,0.09,0.3,0.61,0,20.494,0.93,null,{"$f":"ROUND(AO4*Beregn1!$G$30,4)","v":5.5999999999999999E-3},{"$f":"ROUND(AP4*Beregn1!$G$30,4)","v":1.8800000000000001E-2},{"$f":"ROUND(AQ4*Beregn1!$G$30,4)","v":3.8100000000000002E-2},{"$f":"ROUND(AR4*Beregn1!$G$30,4)","v":0},{"$f":"ROUND(AS4*Beregn1!$G$30,4)","v":1.2808999999999999},{"$f":"ROUND(AT4*Beregn1!$G$30,4)","v":5.8099999999999999E-2}]
[{"$f":"Beregn1!$B$105","v":1},{"$f":"Beregn1!$C$105","v":0.15},{"$f":"Beregn1!$D$105","v":300},{"$f":"Beregn1!$E$105","v":600},{"$f":"Beregn1!$F$106","v":0},{"$f":"Beregn1!$G$106","v":0},null,null,1,0.1,300,450,2000,36,500,0.61,0.3,0.09,0,20.494,0.93,null,1,0.1,300,600,2000,18,500,0.61,0.3,0.09,0,20.494,0.92,null,{"$f":"IF(OR(AH5=0,AH5=-1),Beregn1!$E$36,AH5)","v":20.494},false,{"$f":"IF(AND(AK5=41,AL5=FALSE),Beregn1!$E$36,AH5)","v":20.494},null,0.61,0.3,0.09,0,20.494,0.92,null,{"$f":"ROUND(AO5*Beregn1!$G$30,4)","v":3.8100000000000002E-2},{"$f":"ROUND(AP5*Beregn1!$G$30,4)","v":1.8800000000000001E-2},{"$f":"ROUND(AQ5*Beregn1!$G$30,4)","v":5.5999999999999999E-3},{"$f":"ROUND(AR5*Beregn1!$G$30,4)","v":0},{"$f":"ROUND(AS5*Beregn1!$G$30,4)","v":1.2808999999999999},{"$f":"ROUND(AT5*Beregn1!$G$30,4)","v":5.7500000000000002E-2}]
[{"$f":"Beregn1!$B$105","v":1},{"$f":"Beregn1!$C$105","v":0.15},{"$f":"Beregn1!$D$105","v":300},{"$f":"Beregn1!$E$106","v":450},{"$f":"Beregn1!$F$105","v":2000},{"$f":"Beregn1!$G$105","v":500},null,null,1,0.1,300,450,2000,72,0,0.09,0.3,0.61,0,20.494,0.94,null,1,0.15,300,450,2000,12,0,0.12,0.33,0.55000000000000004,0,40.988999999999997,0.94,null,{"$f":"IF(OR(AH6=0,AH6=-1),Beregn1!$E$36,AH6)","v":40.988999999999997},false,{"$f":"IF(AND(AK6=41,AL6=FALSE),Beregn1!$E$36,AH6)","v":40.988999999999997},null,0.12,0.33,0.55000000000000004,0,40.988999999999997,0.94,null,{"$f":"ROUND(AO6*Beregn1!$G$30,4)","v":7.4999999999999997E-3},{"$f":"ROUND(AP6*Beregn1!$G$30,4)","v":2.06E-2},{"$f":"ROUND(AQ6*Beregn1!$G$30,4)","v":3.44E-2},{"$f":"ROUND(AR6*Beregn1!$G$30,4)","v":0},{"$f":"ROUND(AS6*Beregn1!$G$30,4)","v":2.5617999999999999},{"$f":"ROUND(AT6*Beregn1!$G$30,4)","v":5.8799999999999998E-2}]
[{"$f":"Beregn1!$B$105","v":1},{"$f":"Beregn1!$C$105","v":0.15},{"$f":"Beregn1!$D$105","v":300},{"$f":"Beregn1!$E$106","v":450},{"$f":"Beregn1!$F$105","v":2000},{"$f":"Beregn1!$G$106","v":0},null,null,1,0.1,300,450,2000,72,500,0.61,0.3,0.09,0,20.494,0.93,null,1,0.15,300,450,2000,12,500,0.63,0.33,0.03,0,40.988999999999997,0.94,null,{"$f":"IF(OR(AH7=0,AH7=-1),Beregn1!$E$36,AH7)","v":40.988999999999997},false,{"$f":"IF(AND(AK7=41,AL7=FALSE),Beregn1!$E$36,AH7)","v":40.988999999999997},null,0.63,0.33,0.03,0,40.988999999999997,0.94,null,{"$f":"ROUND(AO7*Beregn1!$G$30,4)","v":3.9399999999999998E-2},{"$f":"ROUND(AP7*Beregn1!$G$30,4)","v":2.06E-2},{"$f":"ROUND(AQ7*Beregn1!$G$30,4)","v":1.9E-3},{"$f":"ROUND(AR7*Beregn1!$G$30,4)","v":0},{"$f":"ROUND(AS7*Beregn1!$G$30,4)","v":2.5617999999999999},{"$f":"ROUND(AT7*Beregn1!$G$30,4)","v":5.8799999999999998E-2}]
[{"$f":"Beregn1!$B$105","v":1},{"$f":"Beregn1!$C$105","v":0.15},{"$f":"Beregn1!$D$105","v":300},{"$f":"Beregn1!$E$106","v":450},{"$f":"Beregn1!$F$106","v":0},{"$f":"Beregn1!$G$105","v":500},null,null,1,0.1,300,450,2000,180,0,0.09,0.3,0.61,0,20.494,0.94,null,1,0.15,300,600,2000,12,0,0.12,0.33,0.55000000000000004,0,40.988999999999997,0.93,null,{"$f":"IF(OR(AH8=0,AH8=-1),Beregn1!$E$36,AH8)","v":40.988999999999997},false,{"$f":"IF(AND(AK8=41,AL8=FALSE),Beregn1!$E$36,AH8)","v":40.988999999999997},null,0.12,0.33,0.55000000000000004,0,40.988999999999997,0.93,null,{"$f":"ROUND(AO8*Beregn1!$G$30,4)","v":7.4999999999999997E-3},{"$f":"ROUND(AP8*Beregn1!$G$30,4)","v":2.06E-2},{"$f":"ROUND(AQ8*Beregn1!$G$30,4)","v":3.44E-2},{"$f":"ROUND(AR8*Beregn1!$G$30,4)","v":0},{"$f":"ROUND(AS8*Beregn1!$G$30,4)","v":2.5617999999999999},{"$f":"ROUND(AT8*Beregn1!$G$30,4)","v":5.8099999999999999E-2}]
[{"$f":"Beregn1!$B$105","v":1},{"$f":"Beregn1!$C$105","v":0.15},{"$f":"Beregn1!$D$105","v":300},{"$f":"Beregn1!$E$106","v":450},{"$f":"Beregn1!$F$106","v":0},{"$f":"Beregn1!$G$106","v":0},null,null,1,0.1,300,450,2000,180,500,0.61,0.3,0.09,0,20.494,0.93,null,1,0.15,300,600,2000,12,500,0.63,0.33,0.03,0,40.988999999999997,0.92,null,{"$f":"IF(OR(AH9=0,AH9=-1),Beregn1!$E$36,AH9)","v":40.988999999999997},false,{"$f":"IF(AND(AK9=41,AL9=FALSE),Beregn1!$E$36,AH9)","v":40.988999999999997},null,0.63,0.33,0.03,0,40.988999999999997,0.92,null,{"$f":"ROUND(AO9*Beregn1!$G$30,4)","v":3.9399999999999998E-2},{"$f":"ROUND(AP9*Beregn1!$G$30,4)","v":2.06E-2},{"$f":"ROUND(AQ9*Beregn1!$G$30,4)","v":1.9E-3},{"$f":"ROUND(AR9*Beregn1!$G$30,4)","v":0},{"$f":"ROUND(AS9*Beregn1!$G$30,4)","v":2.5617999999999999},{"$f":"ROUND(AT9*Beregn1!$G$30,4)","v":5.7500000000000002E-2}]
[{"$f":"Beregn1!$B$105","v":1},{"$f":"Beregn1!$C$105","v":0.15},{"$f":"Beregn1!$D$106","v":0},{"$f":"Beregn1!$E$105","v":600},{"$f":"Beregn1!$F$105","v":2000},{"$f":"Beregn1!$G$105","v":500},null,null,1,0.1,300,450,2000,360,0,0.09,0.3,0.61,0,20.494,0.94,null,0.7,0.1,300,450,2000,18,0,7.0000000000000007E-2,0.3,0.64,0,20.494,0.94,null,{"$f":"IF(OR(AH10=0,AH10=-1),Beregn1!$E$36,AH10)","v":20.494},false,{"$f":"IF(AND(AK10=41,AL10=FALSE),Beregn1!$E$36,AH10)","v":20.494},null,7.0000000000000007E-2,0.3,0.64,0,20.494,0.94,null,{"$f":"ROUND(AO10*Beregn1!$G$30,4)","v":4.4000000000000003E-3},{"$f":"ROUND(AP10*Beregn1!$G$30,4)","v":1.8800000000000001E-2},{"$f":"ROUND(AQ10*Beregn1!$G$30,4)","v":0.04},{"$f":"ROUND(AR10*Beregn1!$G$30,4)","v":0},{"$f":"ROUND(AS10*Beregn1!$G$30,4)","v":1.2808999999999999},{"$f":"ROUND(AT10*Beregn1!$G$30,4)","v":5.8799999999999998E-2}]
[{"$f":"Beregn1!$B$105","v":1},{"$f":"Beregn1!$C$105","v":0.15},{"$f":"Beregn1!$D$106","v":0},{"$f":"Beregn1!$E$105","v":600},{"$f":"Beregn1!$F$105","v":2000},{"$f":"Beregn1!$G$106","v":0},null,null,1,0.1,300,450,2000,360,500,0.61,0.3,0.09,0,20.494,0.93,null,0.7,0.1,300,450,2000,18,500,0.56999999999999995,0.3,0.14000000000000001,0,20.494,0.91,null,{"$f":"IF(OR(AH11=0,AH11=-1),Beregn1!$E$36,AH11)","v":20.494},false,{"$f":"IF(AND(AK11=41,AL11=FALSE),Beregn1!$E$36,AH11)","v":20.494},null,0.56999999999999995,0.3,0.14000000000000001,0,20.494,0.91,null,{"$f":"ROUND(AO11*Beregn1!$G$30,4)","v":3.56E-2},{"$f":"ROUND(AP11*Beregn1!$G$30,4)","v":1.8800000000000001E-2},{"$f":"ROUND(AQ11*Beregn1!$G$30,4)","v":8.8000000000000005E-3},{"$f":"ROUND(AR11*Beregn1!$G$30,4)","v":0},{"$f":"ROUND(AS11*Beregn1!$G$30,4)","v":1.2808999999999999},{"$f":"ROUND(AT11*Beregn1!$G$30,4)","v":5.6899999999999999E-2}]
[{"$f":"Beregn1!$B$105","v":1},{"$f":"Beregn1!$C$105","v":0.15},{"$f":"Beregn1!$D$106","v":0},{"$f":"Beregn1!$E$105","v":600},{"$f":"Beregn1!$F$106","v":0},{"$f":"Beregn1!$G$105","v":500},null,null,1,0.1,300,600,2000,18,0,0.09,0.3,0.61,0,20.494,0.93,null,0.7,0.1,300,600,2000,18,0,7.0000000000000007E-2,0.3,0.63,0,20.494,0.93,null,{"$f":"IF(OR(AH12=0,AH12=-1),Beregn1!$E$36,AH12)","v":20.494},false,{"$f":"IF(AND(AK12=41,AL12=FALSE),Beregn1!$E$36,AH12)","v":20.494},null,7.0000000000000007E-2,0.3,0.63,0,20.494,0.93,null,{"$f":"ROUND(AO12*Beregn1!$G$30,4)","v":4.4000000000000003E-3},{"$f":"ROUND(AP12*Beregn1!$G$30,4)","v":1.8800000000000001E-2},{"$f":"ROUND(AQ12*Beregn1!$G$30,4)","v":3.9399999999999998E-2},{"$f":"ROUND(AR12*Beregn1!$G$30,4)","v":0},{"$f":"ROUND(AS12*Beregn1!$G$30,4)","v":1.2808999999999999},{"$f":"ROUND(AT12*Beregn1!$G$30,4)","v":5.8099999999999999E-2}]
[{"$f":"Beregn1!$B$105","v":1},{"$f":"Beregn1!$C$105","v":0.15},{"$f":"Beregn1!$D$106","v":0},{"$f":"Beregn1!$E$105","v":600},{"$f":"Beregn1!$F$106","v":0},{"$f":"Beregn1!$G$106","v":0},null,null,1,0.1,300,600,2000,18,500,0.61,0.3,0.09,0,20.494,0.92,null,0.7,0.1,300,600,2000,18,500,0.56000000000000005,0.3,0.14000000000000001,0,20.494,0.9,null,{"$f":"IF(OR(AH13=0,AH13=-1),Beregn1!$E$36,AH13)","v":20.494},false,{"$f":"IF(AND(AK13=41,AL13=FALSE),Beregn1!$E$36,AH13)","v":20.494},null,0.56000000000000005,0.3,0.14000000000000001,0,20.494,0.9,null,{"$f":"ROUND(AO13*Beregn1!$G$30,4)","v":3.5000000000000003E-2},{"$f":"ROUND(AP13*Beregn1!$G$30,4)","v":1.8800000000000001E-2},{"$f":"ROUND(AQ13*Beregn1!$G$30,4)","v":8.8000000000000005E-3},{"$f":"ROUND(AR13*Beregn1!$G$30,4)","v":0},{"$f":"ROUND(AS13*Beregn1!$G$30,4)","v":1.2808999999999999},{"$f":"ROUND(AT13*Beregn1!$G$30,4)","v":5.6300000000000003E-2}]
[{"$f":"Beregn1!$B$105","v":1},{"$f":"Beregn1!$C$105","v":0.15},{"$f":"Beregn1!$D$106","v":0},{"$f":"Beregn1!$E$106","v":450},{"$f":"Beregn1!$F$105","v":2000},{"$f":"Beregn1!$G$105","v":500},null,null,1,0.1,300,600,2000,36,0,0.09,0.3,0.61,0,20.494,0.93,null,0.7,0.15,300,450,2000,12,0,0.09,0.33,0.57999999999999996,0,40.988999999999997,0.94,null,{"$f":"IF(OR(AH14=0,AH14=-1),Beregn1!$E$36,AH14)","v":40.988999999999997},false,{"$f":"IF(AND(AK14=41,AL14=FALSE),Beregn1!$E$36,AH14)","v":40.988999999999997},null,0.09,0.33,0.57999999999999996,0,40.988999999999997,0.94,null,{"$f":"ROUND(AO14*Beregn1!$G$30,4)","v":5.5999999999999999E-3},{"$f":"ROUND(AP14*Beregn1!$G$30,4)","v":2.06E-2},{"$f":"ROUND(AQ14*Beregn1!$G$30,4)","v":3.6299999999999999E-2},{"$f":"ROUND(AR14*Beregn1!$G$30,4)","v":0},{"$f":"ROUND(AS14*Beregn1!$G$30,4)","v":2.5617999999999999},{"$f":"ROUND(AT14*Beregn1!$G$30,4)","v":5.8799999999999998E-2}]
[{"$f":"Beregn1!$B$105","v":1},{"$f":"Beregn1!$C$105","v":0.15},{"$f":"Beregn1!$D$106","v":0},{"$f":"Beregn1!$E$106","v":450},{"$f":"Beregn1!$F$105","v":2000},{"$f":"Beregn1!$G$106","v":0},null,null,1,0.1,300,600,2000,36,500,0.61,0.3,0.09,0,20.494,0.92,null,0.7,0.15,300,450,2000,12,500,0.62,0.33,0.05,0,40.988999999999997,0.94,null,{"$f":"IF(OR(AH15=0,AH15=-1),Beregn1!$E$36,AH15)","v":40.988999999999997},false,{"$f":"IF(AND(AK15=41,AL15=FALSE),Beregn1!$E$36,AH15)","v":40.988999999999997},null,0.62,0.33,0.05,0,40.988999999999997,0.94,null,{"$f":"ROUND(AO15*Beregn1!$G$30,4)","v":3.8800000000000001E-2},{"$f":"ROUND(AP15*Beregn1!$G$30,4)","v":2.06E-2},{"$f":"ROUND(AQ15*Beregn1!$G$30,4)","v":3.0999999999999999E-3},{"$f":"ROUND(AR15*Beregn1!$G$30,4)","v":0},{"$f":"ROUND(AS15*Beregn1!$G$30,4)","v":2.5617999999999999},{"$f":"ROUND(AT15*Beregn1!$G$30,4)","v":5.8799999999999998E-2}]
[{"$f":"Beregn1!$B$105","v":1},{"$f":"Beregn1!$C$105","v":0.15},{"$f":"Beregn1!$D$106","v":0},{"$f":"Beregn1!$E$106","v":450},{"$f":"Beregn1!$F$106","v":0},{"$f":"Beregn1!$G$105","v":500},null,null,1,0.1,300,600,2000,72,0,0.09,0.3,0.61,0,20.494,0.93,null,0.7,0.15,300,600,2000,12,0,0.09,0.33,0.57999999999999996,0,40.988999999999997,0.93,null,{"$f":"IF(OR(AH16=0,AH16=-1),Beregn1!$E$36,AH16)","v":40.988999999999997},false,{"$f":"IF(AND(AK16=41,AL16=FALSE),Beregn1!$E$36,AH16)","v":40.988999999999997},null,0.09,0.33,0.57999999999999996,0,40.988999999999997,0.93,null,{"$f":"ROUND(AO16*Beregn1!$G$30,4)","v":5.5999999999999999E-3},{"$f":"ROUND(AP16*Beregn1!$G$30,4)","v":2.06E-2},{"$f":"ROUND(AQ16*Beregn1!$G$30,4)","v":3.6299999999999999E-2},{"$f":"ROUND(AR16*Beregn1!$G$30,4)","v":0},{"$f":"ROUND(AS16*Beregn1!$G$30,4)","v":2.5617999999999999},{"$f":"ROUND(AT16*Beregn1!$G$30,4)","v":5.8099999999999999E-2}]
[{"$f":"Beregn1!$B$105","v":1},{"$f":"Beregn1!$C$105","v":0.15},{"$f":"Beregn1!$D$106","v":0},{"$f":"Beregn1!$E$106","v":450},{"$f":"Beregn1!$F$106","v":0},{"$f":"Beregn1!$G$106","v":0},null,null,1,0.1,300,600,2000,72,500,0.61,0.3,0.09,0,20.494,0.92,null,0.7,0.15,300,600,2000,12,500,0.62,0.33,0.05,0,40.988999999999997,0.92,null,{"$f":"IF(OR(AH17=0,AH17=-1),Beregn1!$E$36,AH17)","v":40.988999999999997},false,{"$f":"IF(AND(AK17=41,AL17=FALSE),Beregn1!$E$36,AH17)","v":40.988999999999997},null,0.62,0.33,0.05,0,40.988999999999997,0.92,null,{"$f":"ROUND(AO17*Beregn1!$G$30,4)","v":3.8800000000000001E-2},{"$f":"ROUND(AP17*Beregn1!$G$30,4)","v":2.06E-2},{"$f":"ROUND(AQ17*Beregn1!$G$30,4)","v":3.0999999999999999E-3},{"$f":"ROUND(AR17*Beregn1!$G$30,4)","v":0},{"$f":"ROUND(AS17*Beregn1!$G$30,4)","v":2.5617999999999999},{"$f":"ROUND(AT17*Beregn1!$G$30,4)","v":5.7500000000000002E-2}]
[{"$f":"Beregn1!$B$105","v":1},{"$f":"Beregn1!$C$106","v":0.1},{"$f":"Beregn1!$D$105","v":300},{"$f":"Beregn1!$E$105","v":600},{"$f":"Beregn1!$F$105","v":2000},{"$f":"Beregn1!$G$105","v":500},null,null,1,0.1,300,600,2000,180,0,0.09,0.3,0.61,0,20.494,0.93,null,null,null,null,null,null,null,null,null,null,null,null,null,null,null,{"$f":"IF(OR(AH18=0,AH18=-1),Beregn1!$E$36,AH18)","v":41},true,{"$f":"IF(AND(AK18=41,AL18=FALSE),Beregn1!$E$36,AH18)","v":0},null,0,0,0,0,0,0,null,{"$f":"ROUND(AO18*Beregn1!$G$30,4)","v":0},{"$f":"ROUND(AP18*Beregn1!$G$30,4)","v":0},{"$f":"ROUND(AQ18*Beregn1!$G$30,4)","v":0},{"$f":"ROUND(AR18*Beregn1!$G$30,4)","v":0},{"$f":"ROUND(AS18*Beregn1!$G$30,4)","v":0},{"$f":"ROUND(AT18*Beregn1!$G$30,4)","v":0}]
[{"$f":"Beregn1!$B$105","v":1},{"$f":"Beregn1!$C$106","v":0.1},{"$f":"Beregn1!$D$105","v":300},{"$f":"Beregn1!$E$105","v":600},{"$f":"Beregn1!$F$105","v":2000},{"$f":"Beregn1!$G$106","v":0},null,null,1,0.1,300,600,2000,180,500,0.61,0.3,0.09,0,20.494,0.92,null,null,null,null,null,null,null,null,null,null,null,null,null,null,null,{"$f":"IF(OR(AH19=0,AH19=-1),Beregn1!$E$36,AH19)","v":41},true,{"$f":"IF(AND(AK19=41,AL19=FALSE),Beregn1!$E$36,AH19)","v":0},null,0,0,0,0,0,0,null,{"$f":"ROUND(AO19*Beregn1!$G$30,4)","v":0},{"$f":"ROUND(AP19*Beregn1!$G$30,4)","v":0},{"$f":"ROUND(AQ19*Beregn1!$G$30,4)","v":0},{"$f":"ROUND(AR19*Beregn1!$G$30,4)","v":0},{"$f":"ROUND(AS19*Beregn1!$G$30,4)","v":0},{"$f":"ROUND(AT19*Beregn1!$G$30,4)","v":0}]
[{"$f":"Beregn1!$B$105","v":1},{"$f":"Beregn1!$C$106","v":0.1},{"$f":"Beregn1!$D$105","v":300},{"$f":"Beregn1!$E$105","v":600},{"$f":"Beregn1!$F$106","v":0},{"$f":"Beregn1!$G$105","v":500},null,null,1,0.1,300,600,2000,360,0,0.09,0.3,0.61,0,20.494,0.93,null,null,null,null,null,null,null,null,null,null,null,null,null,null,null,{"$f":"IF(OR(AH20=0,AH20=-1),Beregn1!$E$36,AH20)","v":41},true,{"$f":"IF(AND(AK20=41,AL20=FALSE),Beregn1!$E$36,AH20)","v":0},null,0,0,0,0,0,0,null,{"$f":"ROUND(AO20*Beregn1!$G$30,4)","v":0},{"$f":"ROUND(AP20*Beregn1!$G$30,4)","v":0},{"$f":"ROUND(AQ20*Beregn1!$G$30,4)","v":0},{"$f":"ROUND(AR20*Beregn1!$G$30,4)","v":0},{"$f":"ROUND(AS20*Beregn1!$G$30,4)","v":0},{"$f":"ROUND(AT20*Beregn1!$G$30,4)","v":0}]
[{"$f":"Beregn1!$B$105","v":1},{"$f":"Beregn1!$C$106","v":0.1},{"$f":"Beregn1!$D$105","v":300},{"$f":"Beregn1!$E$105","v":600},{"$f":"Beregn1!$F$106","v":0},{"$f":"Beregn1!$G$106","v":0},null,null,1,0.1,300,600,2000,360,500,0.61,0.3,0.09,0,20.494,0.92,null,null,null,null,null,null,null,null,null,null,null,null,null,null,null,{"$f":"IF(OR(AH21=0,AH21=-1),Beregn1!$E$36,AH21)","v":41},true,{"$f":"IF(AND(AK21=41,AL21=FALSE),Beregn1!$E$36,AH21)","v":0},null,0,0,0,0,0,0,null,{"$f":"ROUND(AO21*Beregn1!$G$30,4)","v":0},{"$f":"ROUND(AP21*Beregn1!$G$30,4)","v":0},{"$f":"ROUND(AQ21*Beregn1!$G$30,4)","v":0},{"$f":"ROUND(AR21*Beregn1!$G$30,4)","v":0},{"$f":"ROUND(AS21*Beregn1!$G$30,4)","v":0},{"$f":"ROUND(AT21*Beregn1!$G$30,4)","v":0}]
[{"$f":"Beregn1!$B$105","v":1},{"$f":"Beregn1!$C$106","v":0.1},{"$f":"Beregn1!$D$105","v":300},{"$f":"Beregn1!$E$106","v":450},{"$f":"Beregn1!$F$105","v":2000},{"$f":"Beregn1!$G$105","v":500},null,null,1,0.15,300,450,2000,12,0,0.12,0.33,0.55000000000000004,0,40.988999999999997,0.94,null,null,null,null,null,null,null,null,null,null,null,null,null,null,null,{"$f":"IF(OR(AH22=0,AH22=-1),Beregn1!$E$36,AH22)","v":41},true,{"$f":"IF(AND(AK22=41,AL22=FALSE),Beregn1!$E$36,AH22)","v":0},null,0,0,0,0,0,0,null,{"$f":"ROUND(AO22*Beregn1!$G$30,4)","v":0},{"$f":"ROUND(AP22*Beregn1!$G$30,4)","v":0},{"$f":"ROUND(AQ22*Beregn1!$G$30,4)","v":0},{"$f":"ROUND(AR22*Beregn1!$G$30,4)","v":0},{"$f":"ROUND(AS22*Beregn1!$G$30,4)","v":0},{"$f":"ROUND(AT22*Beregn1!$G$30,4)","v":0}]
[{"$f":"Beregn1!$B$105","v":1},{"$f":"Beregn1!$C$106","v":0.1},{"$f":"Beregn1!$D$105","v":300},{"$f":"Beregn1!$E$106","v":450},{"$f":"Beregn1!$F$105","v":2000},{"$f":"Beregn1!$G$106","v":0},null,null,1,0.15,300,450,2000,12,500,0.63,0.33,0.03,0,40.988999999999997,0.94,null,null,null,null,null,null,null,null,null,null,null,null,null,null,null,{"$f":"IF(OR(AH23=0,AH23=-1),Beregn1!$E$36,AH23)","v":41},true,{"$f":"IF(AND(AK23=41,AL23=FALSE),Beregn1!$E$36,AH23)","v":0},null,0,0,0,0,0,0,null,{"$f":"ROUND(AO23*Beregn1!$G$30,4)","v":0},{"$f":"ROUND(AP23*Beregn1!$G$30,4)","v":0},{"$f":"ROUND(AQ23*Beregn1!$G$30,4)","v":0},{"$f":"ROUND(AR23*Beregn1!$G$30,4)","v":0},{"$f":"ROUND(AS23*Beregn1!$G$30,4)","v":0},{"$f":"ROUND(AT23*Beregn1!$G$30,4)","v":0}]
[{"$f":"Beregn1!$B$105","v":1},{"$f":"Beregn1!$C$106","v":0.1},{"$f":"Beregn1!$D$105","v":300},{"$f":"Beregn1!$E$106","v":450},{"$f":"Beregn1!$F$106","v":0},{"$f":"Beregn1!$G$105","v":500},null,null,1,0.15,300,450,2000,24,0,0.11,0.33,0.55000000000000004,0,40.988999999999997,0.94,null,null,null,null,null,null,null,null,null,null,null,null,null,null,null,{"$f":"IF(OR(AH24=0,AH24=-1),Beregn1!$E$36,AH24)","v":41},true,{"$f":"IF(AND(AK24=41,AL24=FALSE),Beregn1!$E$36,AH24)","v":0},null,0,0,0,0,0,0,null,{"$f":"ROUND(AO24*Beregn1!$G$30,4)","v":0},{"$f":"ROUND(AP24*Beregn1!$G$30,4)","v":0},{"$f":"ROUND(AQ24*Beregn1!$G$30,4)","v":0},{"$f":"ROUND(AR24*Beregn1!$G$30,4)","v":0},{"$f":"ROUND(AS24*Beregn1!$G$30,4)","v":0},{"$f":"ROUND(AT24*Beregn1!$G$30,4)","v":0}]
[{"$f":"Beregn1!$B$105","v":1},{"$f":"Beregn1!$C$106","v":0.1},{"$f":"Beregn1!$D$105","v":300},{"$f":"Beregn1!$E$106","v":450},{"$f":"Beregn1!$F$106","v":0},{"$f":"Beregn1!$G$106","v":0},null,null,1,0.15,300,450,2000,24,500,0.63,0.33,0.03,0,40.988999999999997,0.94,null,null,null,null,null,null,null,null,null,null,null,null,null,null,null,{"$f":"IF(OR(AH25=0,AH25=-1),Beregn1!$E$36,AH25)","v":41},true,{"$f":"IF(AND(AK25=41,AL25=FALSE),Beregn1!$E$36,AH25)","v":0},null,0,0,0,0,0,0,null,{"$f":"ROUND(AO25*Beregn1!$G$30,4)","v":0},{"$f":"ROUND(AP25*Beregn1!$G$30,4)","v":0},{"$f":"ROUND(AQ25*Beregn1!$G$30,4)","v":0},{"$f":"ROUND(AR25*Beregn1!$G$30,4)","v":0},{"$f":"ROUND(AS25*Beregn1!$G$30,4)","v":0},{"$f":"ROUND(AT25*Beregn1!$G$30,4)","v":0}]
[{"$f":"Beregn1!$B$105","v":1},{"$f":"Beregn1!$C$106","v":0.1},{"$f":"Beregn1!$D$106","v":0},{"$f":"Beregn1!$E$105","v":600},{"$f":"Beregn1!$F$105","v":2000},{"$f":"Beregn1!$G$105","v":500},null,null,1,0.15,300,450,2000,48,0,0.11,0.33,0.55000000000000004,0,40.988999999999997,0.94,null,null,null,null,null,null,null,null,null,null,null,null,null,null,null,{"$f":"IF(OR(AH26=0,AH26=-1),Beregn1!$E$36,AH26)","v":41},true,{"$f":"IF(AND(AK26=41,AL26=FALSE),Beregn1!$E$36,AH26)","v":0},null,0,0,0,0,0,0,null,{"$f":"ROUND(AO26*Beregn1!$G$30,4)","v":0},{"$f":"ROUND(AP26*Beregn1!$G$30,4)","v":0},{"$f":"ROUND(AQ26*Beregn1!$G$30,4)","v":0},{"$f":"ROUND(AR26*Beregn1!$G$30,4)","v":0},{"$f":"ROUND(AS26*Beregn1!$G$30,4)","v":0},{"$f":"ROUND(AT26*Beregn1!$G$30,4)","v":0}]
[{"$f":"Beregn1!$B$105","v":1},{"$f":"Beregn1!$C$106","v":0.1},{"$f":"Beregn1!$D$106","v":0},{"$f":"Beregn1!$E$105","v":600},{"$f":"Beregn1!$F$105","v":2000},{"$f":"Beregn1!$G$106","v":0},null,null,1,0.15,300,450,2000,48,500,0.63,0.33,0.03,0,40.988999999999997,0.94,null,null,null,null,null,null,null,null,null,null,null,null,null,null,null,{"$f":"IF(OR(AH27=0,AH27=-1),Beregn1!$E$36,AH27)","v":41},true,{"$f":"IF(AND(AK27=41,AL27=FALSE),Beregn1!$E$36,AH27)","v":0},null,0,0,0,0,0,0,null,{"$f":"ROUND(AO27*Beregn1!$G$30,4)","v":0},{"$f":"ROUND(AP27*Beregn1!$G$30,4)","v":0},{"$f":"ROUND(AQ27*Beregn1!$G$30,4)","v":0},{"$f":"ROUND(AR27*Beregn1!$G$30,4)","v":0},{"$f":"ROUND(AS27*Beregn1!$G$30,4)","v":0},{"$f":"ROUND(AT27*Beregn1!$G$30,4)","v":0}]
[{"$f":"Beregn1!$B$105","v":1},{"$f":"Beregn1!$C$106","v":0.1},{"$f":"Beregn1!$D$106","v":0},{"$f":"Beregn1!$E$105","v":600},{"$f":"Beregn1!$F$106","v":0},{"$f":"Beregn1!$G$105","v":500},null,null,1,0.15,300,450,2000,120,0,0.11,0.33,0.55000000000000004,0,40.988999999999997,0.94,null,null,null,null,null,null,null,null,null,null,null,null,null,null,null,{"$f":"IF(OR(AH28=0,AH28=-1),Beregn1!$E$36,AH28)","v":41},true,{"$f":"IF(AND(AK28=41,AL28=FALSE),Beregn1!$E$36,AH28)","v":0},null,0,0,0,0,0,0,null,{"$f":"ROUND(AO28*Beregn1!$G$30,4)","v":0},{"$f":"ROUND(AP28*Beregn1!$G$30,4)","v":0},{"$f":"ROUND(AQ28*Beregn1!$G$30,4)","v":0},{"$f":"ROUND(AR28*Beregn1!$G$30,4)","v":0},{"$f":"ROUND(AS28*Beregn1!$G$30,4)","v":0},{"$f":"ROUND(AT28*Beregn1!$G$30,4)","v":0}]
[{"$f":"Beregn1!$B$105","v":1},{"$f":"Beregn1!$C$106","v":0.1},{"$f":"Beregn1!$D$106","v":0},{"$f":"Beregn1!$E$105","v":600},{"$f":"Beregn1!$F$106","v":0},{"$f":"Beregn1!$G$106","v":0},null,null,1,0.15,300,450,2000,120,500,0.63,0.33,0.03,0,40.988999999999997,0.94,null,null,null,null,null,null,null,null,null,null,null,null,null,null,null,{"$f":"IF(OR(AH29=0,AH29=-1),Beregn1!$E$36,AH29)","v":41},true,{"$f":"IF(AND(AK29=41,AL29=FALSE),Beregn1!$E$36,AH29)","v":0},null,0,0,0,0,0,0,null,{"$f":"ROUND(AO29*Beregn1!$G$30,4)","v":0},{"$f":"ROUND(AP29*Beregn1!$G$30,4)","v":0},{"$f":"ROUND(AQ29*Beregn1!$G$30,4)","v":0},{"$f":"ROUND(AR29*Beregn1!$G$30,4)","v":0},{"$f":"ROUND(AS29*Beregn1!$G$30,4)","v":0},{"$f":"ROUND(AT29*Beregn1!$G$30,4)","v":0}]
[{"$f":"Beregn1!$B$105","v":1},{"$f":"Beregn1!$C$106","v":0.1},{"$f":"Beregn1!$D$106","v":0},{"$f":"Beregn1!$E$106","v":450},{"$f":"Beregn1!$F$105","v":2000},{"$f":"Beregn1!$G$105","v":500},null,null,1,0.15,300,450,2000,240,0,0.11,0.33,0.55000000000000004,0,40.988999999999997,0.94,null,null,null,null,null,null,null,null,null,null,null,null,null,null,null,{"$f":"IF(OR(AH30=0,AH30=-1),Beregn1!$E$36,AH30)","v":41},true,{"$f":"IF(AND(AK30=41,AL30=FALSE),Beregn1!$E$36,AH30)","v":0},null,0,0,0,0,0,0,null,{"$f":"ROUND(AO30*Beregn1!$G$30,4)","v":0},{"$f":"ROUND(AP30*Beregn1!$G$30,4)","v":0},{"$f":"ROUND(AQ30*Beregn1!$G$30,4)","v":0},{"$f":"ROUND(AR30*Beregn1!$G$30,4)","v":0},{"$f":"ROUND(AS30*Beregn1!$G$30,4)","v":0},{"$f":"ROUND(AT30*Beregn1!$G$30,4)","v":0}]
[{"$f":"Beregn1!$B$105","v":1},{"$f":"Beregn1!$C$106","v":0.1},{"$f":"Beregn1!$D$106","v":0},{"$f":"Beregn1!$E$106","v":450},{"$f":"Beregn1!$F$105","v":2000},{"$f":"Beregn1!$G$106","v":0},null,null,1,0.15,300,450,2000,240,500,0.63,0.33,0.03,0,40.988999999999997,0.94,null,null,null,null,null,null,null,null,null,null,null,null,null,null,null,{"$f":"IF(OR(AH31=0,AH31=-1),Beregn1!$E$36,AH31)","v":41},true,{"$f":"IF(AND(AK31=41,AL31=FALSE),Beregn1!$E$36,AH31)","v":0},null,0,0,0,0,0,0,null,{"$f":"ROUND(AO31*Beregn1!$G$30,4)","v":0},{"$f":"ROUND(AP31*Beregn1!$G$30,4)","v":0},{"$f":"ROUND(AQ31*Beregn1!$G$30,4)","v":0},{"$f":"ROUND(AR31*Beregn1!$G$30,4)","v":0},{"$f":"ROUND(AS31*Beregn1!$G$30,4)","v":0},{"$f":"ROUND(AT31*Beregn1!$G$30,4)","v":0}]
[{"$f":"Beregn1!$B$105","v":1},{"$f":"Beregn1!$C$106","v":0.1},{"$f":"Beregn1!$D$106","v":0},{"$f":"Beregn1!$E$106","v":450},{"$f":"Beregn1!$F$106","v":0},{"$f":"Beregn1!$G$105","v":500},null,null,1,0.15,300,600,2000,12,0,0.12,0.33,0.55000000000000004,0,40.988999999999997,0.93,null,null,null,null,null,null,null,null,null,null,null,null,null,null,null,{"$f":"IF(OR(AH32=0,AH32=-1),Beregn1!$E$36,AH32)","v":41},true,{"$f":"IF(AND(AK32=41,AL32=FALSE),Beregn1!$E$36,AH32)","v":0},null,0,0,0,0,0,0,null,{"$f":"ROUND(AO32*Beregn1!$G$30,4)","v":0},{"$f":"ROUND(AP32*Beregn1!$G$30,4)","v":0},{"$f":"ROUND(AQ32*Beregn1!$G$30,4)","v":0},{"$f":"ROUND(AR32*Beregn1!$G$30,4)","v":0},{"$f":"ROUND(AS32*Beregn1!$G$30,4)","v":0},{"$f":"ROUND(AT32*Beregn1!$G$30,4)","v":0}]
[{"$f":"Beregn1!$B$105","v":1},{"$f":"Beregn1!$C$106","v":0.1},{"$f":"Beregn1!$D$106","v":0},{"$f":"Beregn1!$E$106","v":450},{"$f":"Beregn1!$F$106","v":0},{"$f":"Beregn1!$G$106","v":0},null,null,1,0.15,300,600,2000,12,500,0.63,0.33,0.03,0,40.988999999999997,0.92,null,null,null,null,null,null,null,null,null,null,null,null,null,null,null,{"$f":"IF(OR(AH33=0,AH33=-1),Beregn1!$E$36,AH33)","v":41},true,{"$f":"IF(AND(AK33=41,AL33=FALSE),Beregn1!$E$36,AH33)","v":0},null,0,0,0,0,0,0,null,{"$f":"ROUND(AO33*Beregn1!$G$30,4)","v":0},{"$f":"ROUND(AP33*Beregn1!$G$30,4)","v":0},{"$f":"ROUND(AQ33*Beregn1!$G$30,4)","v":0},{"$f":"ROUND(AR33*Beregn1!$G$30,4)","v":0},{"$f":"ROUND(AS33*Beregn1!$G$30,4)","v":0},{"$f":"ROUND(AT33*Beregn1!$G$30,4)","v":0}]
[{"$f":"Beregn1!$B$106","v":0.7},{"$f":"Beregn1!$C$105","v":0.15},{"$f":"Beregn1!$D$105","v":300},{"$f":"Beregn1!$E$105","v":600},{"$f":"Beregn1!$F$105","v":2000},{"$f":"Beregn1!$G$105","v":500},null,null,1,0.15,300,600,2000,24,0,0.12,0.33,0.55000000000000004,0,40.988999999999997,0.93,null,null,null,null,null,null,null,null,null,null,null,null,null,null,null,{"$f":"IF(OR(AH34=0,AH34=-1),Beregn1!$E$36,AH34)","v":41},true,{"$f":"IF(AND(AK34=41,AL34=FALSE),Beregn1!$E$36,AH34)","v":0},null,0,0,0,0,0,0,null,{"$f":"ROUND(AO34*Beregn1!$G$30,4)","v":0},{"$f":"ROUND(AP34*Beregn1!$G$30,4)","v":0},{"$f":"ROUND(AQ34*Beregn1!$G$30,4)","v":0},{"$f":"ROUND(AR34*Beregn1!$G$30,4)","v":0},{"$f":"ROUND(AS34*Beregn1!$G$30,4)","v":0},{"$f":"ROUND(AT34*Beregn1!$G$30,4)","v":0}]
[{"$f":"Beregn1!$B$106","v":0.7},{"$f":"Beregn1!$C$105","v":0.15},{"$f":"Beregn1!$D$105","v":300},{"$f":"Beregn1!$E$105","v":600},{"$f":"Beregn1!$F$105","v":2000},{"$f":"Beregn1!$G$106","v":0},null,null,1,0.15,300,600,2000,24,500,0.63,0.33,0.03,0,40.988999999999997,0.92,null,null,null,null,null,null,null,null,null,null,null,null,null,null,null,{"$f":"IF(OR(AH35=0,AH35=-1),Beregn1!$E$36,AH35)","v":41},true,{"$f":"IF(AND(AK35=41,AL35=FALSE),Beregn1!$E$36,AH35)","v":0},null,0,0,0,0,0,0,null,{"$f":"ROUND(AO35*Beregn1!$G$30,4)","v":0},{"$f":"ROUND(AP35*Beregn1!$G$30,4)","v":0},{"$f":"ROUND(AQ35*Beregn1!$G$30,4)","v":0},{"$f":"ROUND(AR35*Beregn1!$G$30,4)","v":0},{"$f":"ROUND(AS35*Beregn1!$G$30,4)","v":0},{"$f":"ROUND(AT35*Beregn1!$G$30,4)","v":0}]
[{"$f":"Beregn1!$B$106","v":0.7},{"$f":"Beregn1!$C$105","v":0.15},{"$f":"Beregn1!$D$105","v":300},{"$f":"Beregn1!$E$105","v":600},{"$f":"Beregn1!$F$106","v":0},{"$f":"Beregn1!$G$105","v":500},null,null,1,0.15,300,600,2000,48,0,0.11,0.33,0.55000000000000004,0,40.988999999999997,0.93,null,null,null,null,null,null,null,null,null,null,null,null,null,null,null,{"$f":"IF(OR(AH36=0,AH36=-1),Beregn1!$E$36,AH36)","v":41},true,{"$f":"IF(AND(AK36=41,AL36=FALSE),Beregn1!$E$36,AH36)","v":0},null,0,0,0,0,0,0,null,{"$f":"ROUND(AO36*Beregn1!$G$30,4)","v":0},{"$f":"ROUND(AP36*Beregn1!$G$30,4)","v":0},{"$f":"ROUND(AQ36*Beregn1!$G$30,4)","v":0},{"$f":"ROUND(AR36*Beregn1!$G$30,4)","v":0},{"$f":"ROUND(AS36*Beregn1!$G$30,4)","v":0},{"$f":"ROUND(AT36*Beregn1!$G$30,4)","v":0}]
[{"$f":"Beregn1!$B$106","v":0.7},{"$f":"Beregn1!$C$105","v":0.15},{"$f":"Beregn1!$D$105","v":300},{"$f":"Beregn1!$E$105","v":600},{"$f":"Beregn1!$F$106","v":0},{"$f":"Beregn1!$G$106","v":0},null,null,1,0.15,300,600,2000,48,500,0.63,0.33,0.03,0,40.988999999999997,0.92,null,null,null,null,null,null,null,null,null,null,null,null,null,null,null,{"$f":"IF(OR(AH37=0,AH37=-1),Beregn1!$E$36,AH37)","v":41},true,{"$f":"IF(AND(AK37=41,AL37=FALSE),Beregn1!$E$36,AH37)","v":0},null,0,0,0,0,0,0,null,{"$f":"ROUND(AO37*Beregn1!$G$30,4)","v":0},{"$f":"ROUND(AP37*Beregn1!$G$30,4)","v":0},{"$f":"ROUND(AQ37*Beregn1!$G$30,4)","v":0},{"$f":"ROUND(AR37*Beregn1!$G$30,4)","v":0},{"$f":"ROUND(AS37*Beregn1!$G$30,4)","v":0},{"$f":"ROUND(AT37*Beregn1!$G$30,4)","v":0}]
[{"$f":"Beregn1!$B$106","v":0.7},{"$f":"Beregn1!$C$105","v":0.15},{"$f":"Beregn1!$D$105","v":300},{"$f":"Beregn1!$E$106","v":450},{"$f":"Beregn1!$F$105","v":2000},{"$f":"Beregn1!$G$105","v":500},null,null,1,0.15,300,600,2000,120,0,0.11,0.33,0.55000000000000004,0,40.988999999999997,0.93,null,null,null,null,null,null,null,null,null,null,null,null,null,null,null,{"$f":"IF(OR(AH38=0,AH38=-1),Beregn1!$E$36,AH38)","v":41},true,{"$f":"IF(AND(AK38=41,AL38=FALSE),Beregn1!$E$36,AH38)","v":0},null,0,0,0,0,0,0,null,{"$f":"ROUND(AO38*Beregn1!$G$30,4)","v":0},{"$f":"ROUND(AP38*Beregn1!$G$30,4)","v":0},{"$f":"ROUND(AQ38*Beregn1!$G$30,4)","v":0},{"$f":"ROUND(AR38*Beregn1!$G$30,4)","v":0},{"$f":"ROUND(AS38*Beregn1!$G$30,4)","v":0},{"$f":"ROUND(AT38*Beregn1!$G$30,4)","v":0}]
[{"$f":"Beregn1!$B$106","v":0.7},{"$f":"Beregn1!$C$105","v":0.15},{"$f":"Beregn1!$D$105","v":300},{"$f":"Beregn1!$E$106","v":450},{"$f":"Beregn1!$F$105","v":2000},{"$f":"Beregn1!$G$106","v":0},null,null,1,0.15,300,600,2000,120,500,0.63,0.33,0.03,0,40.988999999999997,0.92,null,null,null,null,null,null,null,null,null,null,null,null,null,null,null,{"$f":"IF(OR(AH39=0,AH39=-1),Beregn1!$E$36,AH39)","v":41},true,{"$f":"IF(AND(AK39=41,AL39=FALSE),Beregn1!$E$36,AH39)","v":0},null,0,0,0,0,0,0,null,{"$f":"ROUND(AO39*Beregn1!$G$30,4)","v":0},{"$f":"ROUND(AP39*Beregn1!$G$30,4)","v":0},{"$f":"ROUND(AQ39*Beregn1!$G$30,4)","v":0},{"$f":"ROUND(AR39*Beregn1!$G$30,4)","v":0},{"$f":"ROUND(AS39*Beregn1!$G$30,4)","v":0},{"$f":"ROUND(AT39*Beregn1!$G$30,4)","v":0}]
[{"$f":"Beregn1!$B$106","v":0.7},{"$f":"Beregn1!$C$105","v":0.15},{"$f":"Beregn1!$D$105","v":300},{"$f":"Beregn1!$E$106","v":450},{"$f":"Beregn1!$F$106","v":0},{"$f":"Beregn1!$G$105","v":500},null,null,1,0.15,300,600,2000,240,0,0.11,0.33,0.55000000000000004,0,40.988999999999997,0.93,null,null,null,null,null,null,null,null,null,null,null,null,null,null,null,{"$f":"IF(OR(AH40=0,AH40=-1),Beregn1!$E$36,AH40)","v":41},true,{"$f":"IF(AND(AK40=41,AL40=FALSE),Beregn1!$E$36,AH40)","v":0},null,0,0,0,0,0,0,null,{"$f":"ROUND(AO40*Beregn1!$G$30,4)","v":0},{"$f":"ROUND(AP40*Beregn1!$G$30,4)","v":0},{"$f":"ROUND(AQ40*Beregn1!$G$30,4)","v":0},{"$f":"ROUND(AR40*Beregn1!$G$30,4)","v":0},{"$f":"ROUND(AS40*Beregn1!$G$30,4)","v":0},{"$f":"ROUND(AT40*Beregn1!$G$30,4)","v":0}]
[{"$f":"Beregn1!$B$106","v":0.7},{"$f":"Beregn1!$C$105","v":0.15},{"$f":"Beregn1!$D$105","v":300},{"$f":"Beregn1!$E$106","v":450},{"$f":"Beregn1!$F$106","v":0},{"$f":"Beregn1!$G$106","v":0},null,null,1,0.15,300,600,2000,240,500,0.63,0.33,0.03,0,40.988999999999997,0.92,null,null,null,null,null,null,null,null,null,null,null,null,null,null,null,{"$f":"IF(OR(AH41=0,AH41=-1),Beregn1!$E$36,AH41)","v":41},true,{"$f":"IF(AND(AK41=41,AL41=FALSE),Beregn1!$E$36,AH41)","v":0},null,0,0,0,0,0,0,null,{"$f":"ROUND(AO41*Beregn1!$G$30,4)","v":0},{"$f":"ROUND(AP41*Beregn1!$G$30,4)","v":0},{"$f":"ROUND(AQ41*Beregn1!$G$30,4)","v":0},{"$f":"ROUND(AR41*Beregn1!$G$30,4)","v":0},{"$f":"ROUND(AS41*Beregn1!$G$30,4)","v":0},{"$f":"ROUND(AT41*Beregn1!$G$30,4)","v":0}]
[{"$f":"Beregn1!$B$106","v":0.7},{"$f":"Beregn1!$C$105","v":0.15},{"$f":"Beregn1!$D$106","v":0},{"$f":"Beregn1!$E$105","v":600},{"$f":"Beregn1!$F$105","v":2000},{"$f":"Beregn1!$G$105","v":500},null,null,0.7,0.1,300,450,2000,18,0,7.0000000000000007E-2,0.3,0.64,0,20.494,0.94,null,null,null,null,null,null,null,null,null,null,null,null,null,null,null,{"$f":"IF(OR(AH42=0,AH42=-1),Beregn1!$E$36,AH42)","v":41},true,{"$f":"IF(AND(AK42=41,AL42=FALSE),Beregn1!$E$36,AH42)","v":0},null,0,0,0,0,0,0,null,{"$f":"ROUND(AO42*Beregn1!$G$30,4)","v":0},{"$f":"ROUND(AP42*Beregn1!$G$30,4)","v":0},{"$f":"ROUND(AQ42*Beregn1!$G$30,4)","v":0},{"$f":"ROUND(AR42*Beregn1!$G$30,4)","v":0},{"$f":"ROUND(AS42*Beregn1!$G$30,4)","v":0},{"$f":"ROUND(AT42*Beregn1!$G$30,4)","v":0}]
[{"$f":"Beregn1!$B$106","v":0.7},{"$f":"Beregn1!$C$105","v":0.15},{"$f":"Beregn1!$D$106","v":0},{"$f":"Beregn1!$E$105","v":600},{"$f":"Beregn1!$F$105","v":2000},{"$f":"Beregn1!$G$106","v":0},null,null,0.7,0.1,300,450,2000,18,500,0.56999999999999995,0.3,0.14000000000000001,0,20.494,0.91,null,null,null,null,null,null,null,null,null,null,null,null,null,null,null,{"$f":"IF(OR(AH43=0,AH43=-1),Beregn1!$E$36,AH43)","v":41},true,{"$f":"IF(AND(AK43=41,AL43=FALSE),Beregn1!$E$36,AH43)","v":0},null,0,0,0,0,0,0,null,{"$f":"ROUND(AO43*Beregn1!$G$30,4)","v":0},{"$f":"ROUND(AP43*Beregn1!$G$30,4)","v":0},{"$f":"ROUND(AQ43*Beregn1!$G$30,4)","v":0},{"$f":"ROUND(AR43*Beregn1!$G$30,4)","v":0},{"$f":"ROUND(AS43*Beregn1!$G$30,4)","v":0},{"$f":"ROUND(AT43*Beregn1!$G$30,4)","v":0}]
[{"$f":"Beregn1!$B$106","v":0.7},{"$f":"Beregn1!$C$105","v":0.15},{"$f":"Beregn1!$D$106","v":0},{"$f":"Beregn1!$E$105","v":600},{"$f":"Beregn1!$F$106","v":0},{"$f":"Beregn1!$G$105","v":500},null,null,0.7,0.1,300,450,2000,36,0,0.06,0.3,0.64,0,20.494,0.94,null,null,null,null,null,null,null,null,null,null,null,null,null,null,null,{"$f":"IF(OR(AH44=0,AH44=-1),Beregn1!$E$36,AH44)","v":41},true,{"$f":"IF(AND(AK44=41,AL44=FALSE),Beregn1!$E$36,AH44)","v":0},null,0,0,0,0,0,0,null,{"$f":"ROUND(AO44*Beregn1!$G$30,4)","v":0},{"$f":"ROUND(AP44*Beregn1!$G$30,4)","v":0},{"$f":"ROUND(AQ44*Beregn1!$G$30,4)","v":0},{"$f":"ROUND(AR44*Beregn1!$G$30,4)","v":0},{"$f":"ROUND(AS44*Beregn1!$G$30,4)","v":0},{"$f":"ROUND(AT44*Beregn1!$G$30,4)","v":0}]
[{"$f":"Beregn1!$B$106","v":0.7},{"$f":"Beregn1!$C$105","v":0.15},{"$f":"Beregn1!$D$106","v":0},{"$f":"Beregn1!$E$105","v":600},{"$f":"Beregn1!$F$106","v":0},{"$f":"Beregn1!$G$106","v":0},null,null,0.7,0.1,300,450,2000,36,500,0.56999999999999995,0.3,0.14000000000000001,0,20.494,0.91,null,null,null,null,null,null,null,null,null,null,null,null,null,null,null,{"$f":"IF(OR(AH45=0,AH45=-1),Beregn1!$E$36,AH45)","v":41},true,{"$f":"IF(AND(AK45=41,AL45=FALSE),Beregn1!$E$36,AH45)","v":0},null,0,0,0,0,0,0,null,{"$f":"ROUND(AO45*Beregn1!$G$30,4)","v":0},{"$f":"ROUND(AP45*Beregn1!$G$30,4)","v":0},{"$f":"ROUND(AQ45*Beregn1!$G$30,4)","v":0},{"$f":"ROUND(AR45*Beregn1!$G$30,4)","v":0},{"$f":"ROUND(AS45*Beregn1!$G$30,4)","v":0},{"$f":"ROUND(AT45*Beregn1!$G$30,4)","v":0}]
[{"$f":"Beregn1!$B$106","v":0.7},{"$f":"Beregn1!$C$105","v":0.15},{"$f":"Beregn1!$D$106","v":0},{"$f":"Beregn1!$E$106","v":450},{"$f":"Beregn1!$F$105","v":2000},{"$f":"Beregn1!$G$105","v":500},null,null,0.7,0.1,300,450,2000,72,0,0.06,0.3,0.64,0,20.494,0.94,null,null,null,null,null,null,null,null,null,null,null,null,null,null,null,{"$f":"IF(OR(AH46=0,AH46=-1),Beregn1!$E$36,AH46)","v":41},true,{"$f":"IF(AND(AK46=41,AL46=FALSE),Beregn1!$E$36,AH46)","v":0},null,0,0,0,0,0,0,null,{"$f":"ROUND(AO46*Beregn1!$G$30,4)","v":0},{"$f":"ROUND(AP46*Beregn1!$G$30,4)","v":0},{"$f":"ROUND(AQ46*Beregn1!$G$30,4)","v":0},{"$f":"ROUND(AR46*Beregn1!$G$30,4)","v":0},{"$f":"ROUND(AS46*Beregn1!$G$30,4)","v":0},{"$f":"ROUND(AT46*Beregn1!$G$30,4)","v":0}]
[{"$f":"Beregn1!$B$106","v":0.7},{"$f":"Beregn1!$C$105","v":0.15},{"$f":"Beregn1!$D$106","v":0},{"$f":"Beregn1!$E$106","v":450},{"$f":"Beregn1!$F$105","v":2000},{"$f":"Beregn1!$G$106","v":0},null,null,0.7,0.1,300,450,2000,72,500,0.56999999999999995,0.3,0.14000000000000001,0,20.494,0.91,null,null,null,null,null,null,null,null,null,null,null,null,null,null,null,{"$f":"IF(OR(AH47=0,AH47=-1),Beregn1!$E$36,AH47)","v":41},true,{"$f":"IF(AND(AK47=41,AL47=FALSE),Beregn1!$E$36,AH47)","v":0},null,0,0,0,0,0,0,null,{"$f":"ROUND(AO47*Beregn1!$G$30,4)","v":0},{"$f":"ROUND(AP47*Beregn1!$G$30,4)","v":0},{"$f":"ROUND(AQ47*Beregn1!$G$30,4)","v":0},{"$f":"ROUND(AR47*Beregn1!$G$30,4)","v":0},{"$f":"ROUND(AS47*Beregn1!$G$30,4)","v":0},{"$f":"ROUND(AT47*Beregn1!$G$30,4)","v":0}]
[{"$f":"Beregn1!$B$106","v":0.7},{"$f":"Beregn1!$C$105","v":0.15},{"$f":"Beregn1!$D$106","v":0},{"$f":"Beregn1!$E$106","v":450},{"$f":"Beregn1!$F$106","v":0},{"$f":"Beregn1!$G$105","v":500},null,null,0.7,0.1,300,450,2000,180,0,0.06,0.3,0.64,0,20.494,0.94,null,null,null,null,null,null,null,null,null,null,null,null,null,null,null,{"$f":"IF(OR(AH48=0,AH48=-1),Beregn1!$E$36,AH48)","v":41},true,{"$f":"IF(AND(AK48=41,AL48=FALSE),Beregn1!$E$36,AH48)","v":0},null,0,0,0,0,0,0,null,{"$f":"ROUND(AO48*Beregn1!$G$30,4)","v":0},{"$f":"ROUND(AP48*Beregn1!$G$30,4)","v":0},{"$f":"ROUND(AQ48*Beregn1!$G$30,4)","v":0},{"$f":"ROUND(AR48*Beregn1!$G$30,4)","v":0},{"$f":"ROUND(AS48*Beregn1!$G$30,4)","v":0},{"$f":"ROUND(AT48*Beregn1!$G$30,4)","v":0}]
[{"$f":"Beregn1!$B$106","v":0.7},{"$f":"Beregn1!$C$105","v":0.15},{"$f":"Beregn1!$D$106","v":0},{"$f":"Beregn1!$E$106","v":450},{"$f":"Beregn1!$F$106","v":0},{"$f":"Beregn1!$G$106","v":0},null,null,0.7,0.1,300,450,2000,180,500,0.56999999999999995,0.3,0.14000000000000001,0,20.494,0.91,null,null,null,null,null,null,null,null,null,null,null,null,null,null,null,{"$f":"IF(OR(AH49=0,AH49=-1),Beregn1!$E$36,AH49)","v":41},true,{"$f":"IF(AND(AK49=41,AL49=FALSE),Beregn1!$E$36,AH49)","v":0},null,0,0,0,0,0,0,null,{"$f":"ROUND(AO49*Beregn1!$G$30,4)","v":0},{"$f":"ROUND(AP49*Beregn1!$G$30,4)","v":0},{"$f":"ROUND(AQ49*Beregn1!$G$30,4)","v":0},{"$f":"ROUND(AR49*Beregn1!$G$30,4)","v":0},{"$f":"ROUND(AS49*Beregn1!$G$30,4)","v":0},{"$f":"ROUND(AT49*Beregn1!$G$30,4)","v":0}]
[{"$f":"Beregn1!$B$106","v":0.7},{"$f":"Beregn1!$C$106","v":0.1},{"$f":"Beregn1!$D$105","v":300},{"$f":"Beregn1!$E$105","v":600},{"$f":"Beregn1!$F$105","v":2000},{"$f":"Beregn1!$G$105","v":500},null,null,0.7,0.1,300,450,2000,360,0,0.06,0.3,0.64,0,20.494,0.94,null,null,null,null,null,null,null,null,null,null,null,null,null,null,null,{"$f":"IF(OR(AH50=0,AH50=-1),Beregn1!$E$36,AH50)","v":41},true,{"$f":"IF(AND(AK50=41,AL50=FALSE),Beregn1!$E$36,AH50)","v":0},null,0,0,0,0,0,0,null,{"$f":"ROUND(AO50*Beregn1!$G$30,4)","v":0},{"$f":"ROUND(AP50*Beregn1!$G$30,4)","v":0},{"$f":"ROUND(AQ50*Beregn1!$G$30,4)","v":0},{"$f":"ROUND(AR50*Beregn1!$G$30,4)","v":0},{"$f":"ROUND(AS50*Beregn1!$G$30,4)","v":0},{"$f":"ROUND(AT50*Beregn1!$G$30,4)","v":0}]
[{"$f":"Beregn1!$B$106","v":0.7},{"$f":"Beregn1!$C$106","v":0.1},{"$f":"Beregn1!$D$105","v":300},{"$f":"Beregn1!$E$105","v":600},{"$f":"Beregn1!$F$105","v":2000},{"$f":"Beregn1!$G$106","v":0},null,null,0.7,0.1,300,450,2000,360,500,0.56999999999999995,0.3,0.14000000000000001,0,20.494,0.91,null,null,null,null,null,null,null,null,null,null,null,null,null,null,null,{"$f":"IF(OR(AH51=0,AH51=-1),Beregn1!$E$36,AH51)","v":41},true,{"$f":"IF(AND(AK51=41,AL51=FALSE),Beregn1!$E$36,AH51)","v":0},null,0,0,0,0,0,0,null,{"$f":"ROUND(AO51*Beregn1!$G$30,4)","v":0},{"$f":"ROUND(AP51*Beregn1!$G$30,4)","v":0},{"$f":"ROUND(AQ51*Beregn1!$G$30,4)","v":0},{"$f":"ROUND(AR51*Beregn1!$G$30,4)","v":0},{"$f":"ROUND(AS51*Beregn1!$G$30,4)","v":0},{"$f":"ROUND(AT51*Beregn1!$G$30,4)","v":0}]
[{"$f":"Beregn1!$B$106","v":0.7},{"$f":"Beregn1!$C$106","v":0.1},{"$f":"Beregn1!$D$105","v":300},{"$f":"Beregn1!$E$105","v":600},{"$f":"Beregn1!$F$106","v":0},{"$f":"Beregn1!$G$105","v":500},null,null,0.7,0.1,300,600,2000,18,0,7.0000000000000007E-2,0.3,0.63,0,20.494,0.93,null,null,null,null,null,null,null,null,null,null,null,null,null,null,null,{"$f":"IF(OR(AH52=0,AH52=-1),Beregn1!$E$36,AH52)","v":41},true,{"$f":"IF(AND(AK52=41,AL52=FALSE),Beregn1!$E$36,AH52)","v":0},null,0,0,0,0,0,0,null,{"$f":"ROUND(AO52*Beregn1!$G$30,4)","v":0},{"$f":"ROUND(AP52*Beregn1!$G$30,4)","v":0},{"$f":"ROUND(AQ52*Beregn1!$G$30,4)","v":0},{"$f":"ROUND(AR52*Beregn1!$G$30,4)","v":0},{"$f":"ROUND(AS52*Beregn1!$G$30,4)","v":0},{"$f":"ROUND(AT52*Beregn1!$G$30,4)","v":0}]
[{"$f":"Beregn1!$B$106","v":0.7},{"$f":"Beregn1!$C$106","v":0.1},{"$f":"Beregn1!$D$105","v":300},{"$f":"Beregn1!$E$105","v":600},{"$f":"Beregn1!$F$106","v":0},{"$f":"Beregn1!$G$106","v":0},null,null,0.7,0.1,300,600,2000,18,500,0.56000000000000005,0.3,0.14000000000000001,0,20.494,0.9,null,null,null,null,null,null,null,null,null,null,null,null,null,null,null,{"$f":"IF(OR(AH53=0,AH53=-1),Beregn1!$E$36,AH53)","v":41},true,{"$f":"IF(AND(AK53=41,AL53=FALSE),Beregn1!$E$36,AH53)","v":0},null,0,0,0,0,0,0,null,{"$f":"ROUND(AO53*Beregn1!$G$30,4)","v":0},{"$f":"ROUND(AP53*Beregn1!$G$30,4)","v":0},{"$f":"ROUND(AQ53*Beregn1!$G$30,4)","v":0},{"$f":"ROUND(AR53*Beregn1!$G$30,4)","v":0},{"$f":"ROUND(AS53*Beregn1!$G$30,4)","v":0},{"$f":"ROUND(AT53*Beregn1!$G$30,4)","v":0}]
[{"$f":"Beregn1!$B$106","v":0.7},{"$f":"Beregn1!$C$106","v":0.1},{"$f":"Beregn1!$D$105","v":300},{"$f":"Beregn1!$E$106","v":450},{"$f":"Beregn1!$F$105","v":2000},{"$f":"Beregn1!$G$105","v":500},null,null,0.7,0.1,300,600,2000,36,0,7.0000000000000007E-2,0.3,0.63,0,20.494,0.93,null,null,null,null,null,null,null,null,null,null,null,null,null,null,null,{"$f":"IF(OR(AH54=0,AH54=-1),Beregn1!$E$36,AH54)","v":41},true,{"$f":"IF(AND(AK54=41,AL54=FALSE),Beregn1!$E$36,AH54)","v":0},null,0,0,0,0,0,0,null,{"$f":"ROUND(AO54*Beregn1!$G$30,4)","v":0},{"$f":"ROUND(AP54*Beregn1!$G$30,4)","v":0},{"$f":"ROUND(AQ54*Beregn1!$G$30,4)","v":0},{"$f":"ROUND(AR54*Beregn1!$G$30,4)","v":0},{"$f":"ROUND(AS54*Beregn1!$G$30,4)","v":0},{"$f":"ROUND(AT54*Beregn1!$G$30,4)","v":0}]
[{"$f":"Beregn1!$B$106","v":0.7},{"$f":"Beregn1!$C$106","v":0.1},{"$f":"Beregn1!$D$105","v":300},{"$f":"Beregn1!$E$106","v":450},{"$f":"Beregn1!$F$105","v":2000},{"$f":"Beregn1!$G$106","v":0},null,null,0.7,0.1,300,600,2000,36,500,0.56000000000000005,0.3,0.14000000000000001,0,20.494,0.9,null,null,null,null,null,null,null,null,null,null,null,null,null,null,null,{"$f":"IF(OR(AH55=0,AH55=-1),Beregn1!$E$36,AH55)","v":41},true,{"$f":"IF(AND(AK55=41,AL55=FALSE),Beregn1!$E$36,AH55)","v":0},null,0,0,0,0,0,0,null,{"$f":"ROUND(AO55*Beregn1!$G$30,4)","v":0},{"$f":"ROUND(AP55*Beregn1!$G$30,4)","v":0},{"$f":"ROUND(AQ55*Beregn1!$G$30,4)","v":0},{"$f":"ROUND(AR55*Beregn1!$G$30,4)","v":0},{"$f":"ROUND(AS55*Beregn1!$G$30,4)","v":0},{"$f":"ROUND(AT55*Beregn1!$G$30,4)","v":0}]
[{"$f":"Beregn1!$B$106","v":0.7},{"$f":"Beregn1!$C$106","v":0.1},{"$f":"Beregn1!$D$105","v":300},{"$f":"Beregn1!$E$106","v":450},{"$f":"Beregn1!$F$106","v":0},{"$f":"Beregn1!$G$105","v":500},null,null,0.7,0.1,300,600,2000,72,0,7.0000000000000007E-2,0.3,0.63,0,20.494,0.93,null,null,null,null,null,null,null,null,null,null,null,null,null,null,null,{"$f":"IF(OR(AH56=0,AH56=-1),Beregn1!$E$36,AH56)","v":41},true,{"$f":"IF(AND(AK56=41,AL56=FALSE),Beregn1!$E$36,AH56)","v":0},null,0,0,0,0,0,0,null,{"$f":"ROUND(AO56*Beregn1!$G$30,4)","v":0},{"$f":"ROUND(AP56*Beregn1!$G$30,4)","v":0},{"$f":"ROUND(AQ56*Beregn1!$G$30,4)","v":0},{"$f":"ROUND(AR56*Beregn1!$G$30,4)","v":0},{"$f":"ROUND(AS56*Beregn1!$G$30,4)","v":0},{"$f":"ROUND(AT56*Beregn1!$G$30,4)","v":0}]
[{"$f":"Beregn1!$B$106","v":0.7},{"$f":"Beregn1!$C$106","v":0.1},{"$f":"Beregn1!$D$105","v":300},{"$f":"Beregn1!$E$106","v":450},{"$f":"Beregn1!$F$106","v":0},{"$f":"Beregn1!$G$106","v":0},null,null,0.7,0.1,300,600,2000,72,500,0.56000000000000005,0.3,0.14000000000000001,0,20.494,0.9,null,null,null,null,null,null,null,null,null,null,null,null,null,null,null,{"$f":"IF(OR(AH57=0,AH57=-1),Beregn1!$E$36,AH57)","v":41},true,{"$f":"IF(AND(AK57=41,AL57=FALSE),Beregn1!$E$36,AH57)","v":0},null,0,0,0,0,0,0,null,{"$f":"ROUND(AO57*Beregn1!$G$30,4)","v":0},{"$f":"ROUND(AP57*Beregn1!$G$30,4)","v":0},{"$f":"ROUND(AQ57*Beregn1!$G$30,4)","v":0},{"$f":"ROUND(AR57*Beregn1!$G$30,4)","v":0},{"$f":"ROUND(AS57*Beregn1!$G$30,4)","v":0},{"$f":"ROUND(AT57*Beregn1!$G$30,4)","v":0}]
[{"$f":"Beregn1!$B$106","v":0.7},{"$f":"Beregn1!$C$106","v":0.1},{"$f":"Beregn1!$D$106","v":0},{"$f":"Beregn1!$E$105","v":600},{"$f":"Beregn1!$F$105","v":2000},{"$f":"Beregn1!$G$105","v":500},null,null,0.7,0.1,300,600,2000,180,0,7.0000000000000007E-2,0.3,0.63,0,20.494,0.93,null,null,null,null,null,null,null,null,null,null,null,null,null,null,null,{"$f":"IF(OR(AH58=0,AH58=-1),Beregn1!$E$36,AH58)","v":41},true,{"$f":"IF(AND(AK58=41,AL58=FALSE),Beregn1!$E$36,AH58)","v":0},null,0,0,0,0,0,0,null,{"$f":"ROUND(AO58*Beregn1!$G$30,4)","v":0},{"$f":"ROUND(AP58*Beregn1!$G$30,4)","v":0},{"$f":"ROUND(AQ58*Beregn1!$G$30,4)","v":0},{"$f":"ROUND(AR58*Beregn1!$G$30,4)","v":0},{"$f":"ROUND(AS58*Beregn1!$G$30,4)","v":0},{"$f":"ROUND(AT58*Beregn1!$G$30,4)","v":0}]
[{"$f":"Beregn1!$B$106","v":0.7},{"$f":"Beregn1!$C$106","v":0.1},{"$f":"Beregn1!$D$106","v":0},{"$f":"Beregn1!$E$105","v":600},{"$f":"Beregn1!$F$105","v":2000},{"$f":"Beregn1!$G$106","v":0},null,null,0.7,0.1,300,600,2000,180,500,0.56000000000000005,0.3,0.14000000000000001,0,20.494,0.9,null,null,null,null,null,null,null,null,null,null,null,null,null,null,null,{"$f":"IF(OR(AH59=0,AH59=-1),Beregn1!$E$36,AH59)","v":41},true,{"$f":"IF(AND(AK59=41,AL59=FALSE),Beregn1!$E$36,AH59)","v":0},null,0,0,0,0,0,0,null,{"$f":"ROUND(AO59*Beregn1!$G$30,4)","v":0},{"$f":"ROUND(AP59*Beregn1!$G$30,4)","v":0},{"$f":"ROUND(AQ59*Beregn1!$G$30,4)","v":0},{"$f":"ROUND(AR59*Beregn1!$G$30,4)","v":0},{"$f":"ROUND(AS59*Beregn1!$G$30,4)","v":0},{"$f":"ROUND(AT59*Beregn1!$G$30,4)","v":0}]
[{"$f":"Beregn1!$B$106","v":0.7},{"$f":"Beregn1!$C$106","v":0.1},{"$f":"Beregn1!$D$106","v":0},{"$f":"Beregn1!$E$105","v":600},{"$f":"Beregn1!$F$106","v":0},{"$f":"Beregn1!$G$105","v":500},null,null,0.7,0.1,300,600,2000,360,0,7.0000000000000007E-2,0.3,0.63,0,20.494,0.93,null,null,null,null,null,null,null,null,null,null,null,null,null,null,null,{"$f":"IF(OR(AH60=0,AH60=-1),Beregn1!$E$36,AH60)","v":41},true,{"$f":"IF(AND(AK60=41,AL60=FALSE),Beregn1!$E$36,AH60)","v":0},null,0,0,0,0,0,0,null,{"$f":"ROUND(AO60*Beregn1!$G$30,4)","v":0},{"$f":"ROUND(AP60*Beregn1!$G$30,4)","v":0},{"$f":"ROUND(AQ60*Beregn1!$G$30,4)","v":0},{"$f":"ROUND(AR60*Beregn1!$G$30,4)","v":0},{"$f":"ROUND(AS60*Beregn1!$G$30,4)","v":0},{"$f":"ROUND(AT60*Beregn1!$G$30,4)","v":0}]
[{"$f":"Beregn1!$B$106","v":0.7},{"$f":"Beregn1!$C$106","v":0.1},{"$f":"Beregn1!$D$106","v":0},{"$f":"Beregn1!$E$105","v":600},{"$f":"Beregn1!$F$106","v":0},{"$f":"Beregn1!$G$106","v":0},null,null,0.7,0.1,300,600,2000,360,500,0.56000000000000005,0.3,0.14000000000000001,0,20.494,0.9,null,null,null,null,null,null,null,null,null,null,null,null,null,null,null,{"$f":"IF(OR(AH61=0,AH61=-1),Beregn1!$E$36,AH61)","v":41},true,{"$f":"IF(AND(AK61=41,AL61=FALSE),Beregn1!$E$36,AH61)","v":0},null,0,0,0,0,0,0,null,{"$f":"ROUND(AO61*Beregn1!$G$30,4)","v":0},{"$f":"ROUND(AP61*Beregn1!$G$30,4)","v":0},{"$f":"ROUND(AQ61*Beregn1!$G$30,4)","v":0},{"$f":"ROUND(AR61*Beregn1!$G$30,4)","v":0},{"$f":"ROUND(AS61*Beregn1!$G$30,4)","v":0},{"$f":"ROUND(AT61*Beregn1!$G$30,4)","v":0}]
[{"$f":"Beregn1!$B$106","v":0.7},{"$f":"Beregn1!$C$106","v":0.1},{"$f":"Beregn1!$D$106","v":0},{"$f":"Beregn1!$E$106","v":450},{"$f":"Beregn1!$F$105","v":2000},{"$f":"Beregn1!$G$105","v":500},null,null,0.7,0.15,300,450,2000,12,0,0.09,0.33,0.57999999999999996,0,40.988999999999997,0.94,null,null,null,null,null,null,null,null,null,null,null,null,null,null,null,{"$f":"IF(OR(AH62=0,AH62=-1),Beregn1!$E$36,AH62)","v":41},true,{"$f":"IF(AND(AK62=41,AL62=FALSE),Beregn1!$E$36,AH62)","v":0},null,0,0,0,0,0,0,null,{"$f":"ROUND(AO62*Beregn1!$G$30,4)","v":0},{"$f":"ROUND(AP62*Beregn1!$G$30,4)","v":0},{"$f":"ROUND(AQ62*Beregn1!$G$30,4)","v":0},{"$f":"ROUND(AR62*Beregn1!$G$30,4)","v":0},{"$f":"ROUND(AS62*Beregn1!$G$30,4)","v":0},{"$f":"ROUND(AT62*Beregn1!$G$30,4)","v":0}]
[{"$f":"Beregn1!$B$106","v":0.7},{"$f":"Beregn1!$C$106","v":0.1},{"$f":"Beregn1!$D$106","v":0},{"$f":"Beregn1!$E$106","v":450},{"$f":"Beregn1!$F$105","v":2000},{"$f":"Beregn1!$G$106","v":0},null,null,0.7,0.15,300,450,2000,12,500,0.62,0.33,0.05,0,40.988999999999997,0.94,null,null,null,null,null,null,null,null,null,null,null,null,null,null,null,{"$f":"IF(OR(AH63=0,AH63=-1),Beregn1!$E$36,AH63)","v":41},true,{"$f":"IF(AND(AK63=41,AL63=FALSE),Beregn1!$E$36,AH63)","v":0},null,0,0,0,0,0,0,null,{"$f":"ROUND(AO63*Beregn1!$G$30,4)","v":0},{"$f":"ROUND(AP63*Beregn1!$G$30,4)","v":0},{"$f":"ROUND(AQ63*Beregn1!$G$30,4)","v":0},{"$f":"ROUND(AR63*Beregn1!$G$30,4)","v":0},{"$f":"ROUND(AS63*Beregn1!$G$30,4)","v":0},{"$f":"ROUND(AT63*Beregn1!$G$30,4)","v":0}]
[{"$f":"Beregn1!$B$106","v":0.7},{"$f":"Beregn1!$C$106","v":0.1},{"$f":"Beregn1!$D$106","v":0},{"$f":"Beregn1!$E$106","v":450},{"$f":"Beregn1!$F$106","v":0},{"$f":"Beregn1!$G$105","v":500},null,null,0.7,0.15,300,450,2000,24,0,0.09,0.33,0.57999999999999996,0,40.988999999999997,0.94,null,null,null,null,null,null,null,null,null,null,null,null,null,null,null,{"$f":"IF(OR(AH64=0,AH64=-1),Beregn1!$E$36,AH64)","v":41},true,{"$f":"IF(AND(AK64=41,AL64=FALSE),Beregn1!$E$36,AH64)","v":0},null,0,0,0,0,0,0,null,{"$f":"ROUND(AO64*Beregn1!$G$30,4)","v":0},{"$f":"ROUND(AP64*Beregn1!$G$30,4)","v":0},{"$f":"ROUND(AQ64*Beregn1!$G$30,4)","v":0},{"$f":"ROUND(AR64*Beregn1!$G$30,4)","v":0},{"$f":"ROUND(AS64*Beregn1!$G$30,4)","v":0},{"$f":"ROUND(AT64*Beregn1!$G$30,4)","v":0}]
[{"$f":"Beregn1!$B$106","v":0.7},{"$f":"Beregn1!$C$106","v":0.1},{"$f":"Beregn1!$D$106","v":0},{"$f":"Beregn1!$E$106","v":450},{"$f":"Beregn1!$F$106","v":0},{"$f":"Beregn1!$G$106","v":0},null,null,0.7,0.15,300,450,2000,24,500,0.62,0.33,0.05,0,40.988999999999997,0.94,null,null,null,null,null,null,null,null,null,null,null,null,null,null,null,{"$f":"IF(OR(AH65=0,AH65=-1),Beregn1!$E$36,AH65)","v":41},true,{"$f":"IF(AND(AK65=41,AL65=FALSE),Beregn1!$E$36,AH65)","v":0},null,0,0,0,0,0,0,null,{"$f":"ROUND(AO65*Beregn1!$G$30,4)","v":0},{"$f":"ROUND(AP65*Beregn1!$G$30,4)","v":0},{"$f":"ROUND(AQ65*Beregn1!$G$30,4)","v":0},{"$f":"ROUND(AR65*Beregn1!$G$30,4)","v":0},{"$f":"ROUND(AS65*Beregn1!$G$30,4)","v":0},{"$f":"ROUND(AT65*Beregn1!$G$30,4)","v":0}]
[null,null,null,null,null,null,null,null,0.7,0.15,300,450,2000,48,0,0.09,0.33,0.57999999999999996,0,40.988999999999997,0.94,null,null,null,null,null,null,null,null,null,null,null,null,null,null,null,{"$f":"IF(OR(AH66=0,AH66=-1),Beregn1!$E$36,AH66)","v":41},true,{"$f":"IF(AND(AK66=41,AL66=FALSE),Beregn1!$E$36,AH66)","v":0},null,{"$f":"INDEX($W66:$AI66,MATCH(\"Infiltrated\",$W$1:$AI$1,0))","v":0},{"$f":"INDEX($W66:$AI66,MATCH(\"Evaporated\",$W$1:$AI$1,0))","v":0},{"$f":"INDEX($W66:$AI66,MATCH(\"Drained\",$W$1:$AI$1,0))","v":0},{"$f":"INDEX($W66:$AI66,MATCH(\"Overflow\",$W$1:$AI$1,0))","v":0},{"$f":"AM66","v":0},{"$f":"INDEX($W66:$AI66,MATCH(\"Available_Volume\",$W$1:$AI$1,0))","v":0},null,{"$f":"ROUND(AO66*Beregn1!$G$30,4)","v":0},{"$f":"ROUND(AP66*Beregn1!$G$30,4)","v":0},{"$f":"ROUND(AQ66*Beregn1!$G$30,4)","v":0},{"$f":"ROUND(AR66*Beregn1!$G$30,4)","v":0},{"$f":"ROUND(AS66*Beregn1!$G$30,4)","v":0},{"$f":"ROUND(AT66*Beregn1!$G$30,4)","v":0}]
[null,null,null,null,null,null,null,null,0.7,0.15,300,450,2000,48,500,0.62,0.33,0.05,0,40.988999999999997,0.94,null,null,null,null,null,null,null,null,null,null,null,null,null,null,null,{"$f":"IF(OR(AH67=0,AH67=-1),Beregn1!$E$36,AH67)","v":41},{"$f":"ISBLANK(AH67)","v":true},{"$f":"IF(AND(AK67=41,AL67=FALSE),Beregn1!$E$36,AH67)","v":0},null,0,0,0,0,0,0,null,{"$f":"ROUND(AO67*Beregn1!$G$30,4)","v":0},{"$f":"ROUND(AP67*Beregn1!$G$30,4)","v":0},{"$f":"ROUND(AQ67*Beregn1!$G$30,4)","v":0},{"$f":"ROUND(AR67*Beregn1!$G$30,4)","v":0},{"$f":"ROUND(AS67*Beregn1!$G$30,4)","v":0},{"$f":"ROUND(AT67*Beregn1!$G$30,4)","v":0}]
[null,null,null,null,null,null,null,null,0.7,0.15,300,450,2000,120,0,0.09,0.33,0.57999999999999996,0,40.988999999999997,0.94,null,null,null,null,null,null,null,null,null,null,null,null,null,null,null,{"$f":"IF(OR(AH68=0,AH68=-1),Beregn1!$E$36,AH68)","v":41},true,{"$f":"IF(AND(AK68=41,AL68=FALSE),Beregn1!$E$36,AH68)","v":0},null,0,0,0,0,0,0,null,{"$f":"ROUND(AO68*Beregn1!$G$30,4)","v":0},{"$f":"ROUND(AP68*Beregn1!$G$30,4)","v":0},{"$f":"ROUND(AQ68*Beregn1!$G$30,4)","v":0},{"$f":"ROUND(AR68*Beregn1!$G$30,4)","v":0},{"$f":"ROUND(AS68*Beregn1!$G$30,4)","v":0},{"$f":"ROUND(AT68*Beregn1!$G$30,4)","v":0}]
[null,null,null,null,null,null,null,null,0.7,0.15,300,450,2000,120,500,0.62,0.33,0.05,0,40.988999999999997,0.94,null,null,null,null,null,null,null,null,null,null,null,null,null,null,null,{"$f":"IF(OR(AH69=0,AH69=-1),Beregn1!$E$36,AH69)","v":41},true,{"$f":"IF(AND(AK69=41,AL69=FALSE),Beregn1!$E$36,AH69)","v":0},null,0,0,0,0,0,0,null,{"$f":"ROUND(AO69*Beregn1!$G$30,4)","v":0},{"$f":"ROUND(AP69*Beregn1!$G$30,4)","v":0},{"$f":"ROUND(AQ69*Beregn1!$G$30,4)","v":0},{"$f":"ROUND(AR69*Beregn1!$G$30,4)","v":0},{"$f":"ROUND(AS69*Beregn1!$G$30,4)","v":0},{"$f":"ROUND(AT69*Beregn1!$G$30,4)","v":0}]
["K","A_ratio","surface_depth","soil_depth","storage_depth","drain_coefficient","drain_offset",null,0.7,0.15,300,450,2000,240,0,0.09,0.33,0.57999999999999996,0,40.988999999999997,0.94,null,null,null,null,null,null,null,null,null,null,null,null,null,null,null,{"$f":"IF(OR(AH70=0,AH70=-1),Beregn1!$E$36,AH70)","v":41},true,{"$f":"IF(AND(AK70=41,AL70=FALSE),Beregn1!$E$36,AH70)","v":0},null,0,0,0,0,0,0,null,{"$f":"ROUND(AO70*Beregn1!$G$30,4)","v":0},{"$f":"ROUND(AP70*Beregn1!$G$30,4)","v":0},{"$f":"ROUND(AQ70*Beregn1!$G$30,4)","v":0},{"$f":"ROUND(AR70*Beregn1!$G$30,4)","v":0},{"$f":"ROUND(AS70*Beregn1!$G$30,4)","v":0},{"$f":"ROUND(AT70*Beregn1!$G$30,4)","v":0}]
[null,{"$f":"Beregn1!C105","v":0.15},null,null,null,{"$f":"Beregn1!H105","v":12},null,null,0.7,0.15,300,450,2000,240,500,0.62,0.33,0.05,0,40.988999999999997,0.94,null,null,null,null,null,null,null,null,null,null,null,null,null,null,null,{"$f":"IF(OR(AH71=0,AH71=-1),Beregn1!$E$36,AH71)","v":41},true,{"$f":"IF(AND(AK71=41,AL71=FALSE),Beregn1!$E$36,AH71)","v":0},null,0,0,0,0,0,0,null,{"$f":"ROUND(AO71*Beregn1!$G$30,4)","v":0},{"$f":"ROUND(AP71*Beregn1!$G$30,4)","v":0},{"$f":"ROUND(AQ71*Beregn1!$G$30,4)","v":0},{"$f":"ROUND(AR71*Beregn1!$G$30,4)","v":0},{"$f":"ROUND(AS71*Beregn1!$G$30,4)","v":0},{"$f":"ROUND(AT71*Beregn1!$G$30,4)","v":0}]
[null,{"$f":"Beregn1!C105","v":0.15},null,null,null,{"$f":"Beregn1!I105","v":0},null,null,0.7,0.15,300,600,2000,12,0,0.09,0.33,0.57999999999999996,0,40.988999999999997,0.93,null,null,null,null,null,null,null,null,null,null,null,null,null,null,null,{"$f":"IF(OR(AH72=0,AH72=-1),Beregn1!$E$36,AH72)","v":41},true,{"$f":"IF(AND(AK72=41,AL72=FALSE),Beregn1!$E$36,AH72)","v":0},null,0,0,0,0,0,0,null,{"$f":"ROUND(AO72*Beregn1!$G$30,4)","v":0},{"$f":"ROUND(AP72*Beregn1!$G$30,4)","v":0},{"$f":"ROUND(AQ72*Beregn1!$G$30,4)","v":0},{"$f":"ROUND(AR72*Beregn1!$G$30,4)","v":0},{"$f":"ROUND(AS72*Beregn1!$G$30,4)","v":0},{"$f":"ROUND(AT72*Beregn1!$G$30,4)","v":0}]
[null,{"$f":"Beregn1!C106","v":0.1},null,null,null,{"$f":"Beregn1!H106","v":18},null,null,0.7,0.15,300,600,2000,12,500,0.62,0.33,0.05,0,40.988999999999997,0.92,null,null,null,null,null,null,null,null,null,null,null,null,null,null,null,{"$f":"IF(OR(AH73=0,AH73=-1),Beregn1!$E$36,AH73)","v":41},true,{"$f":"IF(AND(AK73=41,AL73=FALSE),Beregn1!$E$36,AH73)","v":0},null,0,0,0,0,0,0,null,{"$f":"ROUND(AO73*Beregn1!$G$30,4)","v":0},{"$f":"ROUND(AP73*Beregn1!$G$30,4)","v":0},{"$f":"ROUND(AQ73*Beregn1!$G$30,4)","v":0},{"$f":"ROUND(AR73*Beregn1!$G$30,4)","v":0},{"$f":"ROUND(AS73*Beregn1!$G$30,4)","v":0},{"$f":"ROUND(AT73*Beregn1!$G$30,4)","v":0}]
[null,{"$f":"Beregn1!C106","v":0.1},null,null,null,{"$f":"Beregn1!I106","v":0},null,null,0.7,0.15,300,600,2000,24,0,0.09,0.33,0.57999999999999996,0,40.988999999999997,0.93,null,null,null,null,null,null,null,null,null,null,null,null,null,null,null,{"$f":"IF(OR(AH74=0,AH74=-1),Beregn1!$E$36,AH74)","v":41},true,{"$f":"IF(AND(AK74=41,AL74=FALSE),Beregn1!$E$36,AH74)","v":0},null,0,0,0,0,0,0,null,{"$f":"ROUND(AO74*Beregn1!$G$30,4)","v":0},{"$f":"ROUND(AP74*Beregn1!$G$30,4)","v":0},{"$f":"ROUND(AQ74*Beregn1!$G$30,4)","v":0},{"$f":"ROUND(AR74*Beregn1!$G$30,4)","v":0},{"$f":"ROUND(AS74*Beregn1!$G$30,4)","v":0},{"$f":"ROUND(AT74*Beregn1!$G$30,4)","v":0}]
[null,null,null,null,null,null,null,null,0.7,0.15,300,600,2000,24,500,0.62,0.33,0.05,0,40.988999999999997,0.92,null,null,null,null,null,null,null,null,null,null,null,null,null,null,null,{"$f":"IF(OR(AH75=0,AH75=-1),Beregn1!$E$36,AH75)","v":41},true,{"$f":"IF(AND(AK75=41,AL75=FALSE),Beregn1!$E$36,AH75)","v":0},null,0,0,0,0,0,0,null,{"$f":"ROUND(AO75*Beregn1!$G$30,4)","v":0},{"$f":"ROUND(AP75*Beregn1!$G$30,4)","v":0},{"$f":"ROUND(AQ75*Beregn1!$G$30,4)","v":0},{"$f":"ROUND(AR75*Beregn1!$G$30,4)","v":0},{"$f":"ROUND(AS75*Beregn1!$G$30,4)","v":0},{"$f":"ROUND(AT75*Beregn1!$G$30,4)","v":0}]
[null,null,null,null,null,null,null,null,0.7,0.15,300,600,2000,48,0,0.09,0.33,0.57999999999999996,0,40.988999999999997,0.93,null,null,null,null,null,null,null,null,null,null,null,null,null,null,null,{"$f":"IF(OR(AH76=0,AH76=-1),Beregn1!$E$36,AH76)","v":41},true,{"$f":"IF(AND(AK76=41,AL76=FALSE),Beregn1!$E$36,AH76)","v":0},null,0,0,0,0,0,0,null,{"$f":"ROUND(AO76*Beregn1!$G$30,4)","v":0},{"$f":"ROUND(AP76*Beregn1!$G$30,4)","v":0},{"$f":"ROUND(AQ76*Beregn1!$G$30,4)","v":0},{"$f":"ROUND(AR76*Beregn1!$G$30,4)","v":0},{"$f":"ROUND(AS76*Beregn1!$G$30,4)","v":0},{"$f":"ROUND(AT76*Beregn1!$G$30,4)","v":0}]
[null,null,null,null,null,null,null,null,0.7,0.15,300,600,2000,48,500,0.62,0.33,0.05,0,40.988999999999997,0.92,null,null,null,null,null,null,null,null,null,null,null,null,null,null,null,{"$f":"IF(OR(AH77=0,AH77=-1),Beregn1!$E$36,AH77)","v":41},true,{"$f":"IF(AND(AK77=41,AL77=FALSE),Beregn1!$E$36,AH77)","v":0},null,0,0,0,0,0,0,null,{"$f":"ROUND(AO77*Beregn1!$G$30,4)","v":0},{"$f":"ROUND(AP77*Beregn1!$G$30,4)","v":0},{"$f":"ROUND(AQ77*Beregn1!$G$30,4)","v":0},{"$f":"ROUND(AR77*Beregn1!$G$30,4)","v":0},{"$f":"ROUND(AS77*Beregn1!$G$30,4)","v":0},{"$f":"ROUND(AT77*Beregn1!$G$30,4)","v":0}]
[null,null,null,null,null,null,null,null,0.7,0.15,300,600,2000,120,0,0.09,0.33,0.57999999999999996,0,40.988999999999997,0.93,null,null,null,null,null,null,null,null,null,null,null,null,null,null,null,{"$f":"IF(OR(AH78=0,AH78=-1),Beregn1!$E$36,AH78)","v":41},true,{"$f":"IF(AND(AK78=41,AL78=FALSE),Beregn1!$E$36,AH78)","v":0},null,0,0,0,0,0,0,null,{"$f":"ROUND(AO78*Beregn1!$G$30,4)","v":0},{"$f":"ROUND(AP78*Beregn1!$G$30,4)","v":0},{"$f":"ROUND(AQ78*Beregn1!$G$30,4)","v":0},{"$f":"ROUND(AR78*Beregn1!$G$30,4)","v":0},{"$f":"ROUND(AS78*Beregn1!$G$30,4)","v":0},{"$f":"ROUND(AT78*Beregn1!$G$30,4)","v":0}]
[null,null,null,null,null,null,null,null,0.7,0.15,300,600,2000,120,500,0.62,0.33,0.05,0,40.988999999999997,0.92,null,null,null,null,null,null,null,null,null,null,null,null,null,null,null,{"$f":"IF(OR(AH79=0,AH79=-1),Beregn1!$E$36,AH79)","v":41},true,{"$f":"IF(AND(AK79=41,AL79=FALSE),Beregn1!$E$36,AH79)","v":0},null,0,0,0,0,0,0,null,{"$f":"ROUND(AO79*Beregn1!$G$30,4)","v":0},{"$f":"ROUND(AP79*Beregn1!$G$30,4)","v":0},{"$f":"ROUND(AQ79*Beregn1!$G$30,4)","v":0},{"$f":"ROUND(AR79*Beregn1!$G$30,4)","v":0},{"$f":"ROUND(AS79*Beregn1!$G$30,4)","v":0},{"$f":"ROUND(AT79*Beregn1!$G$30,4)","v":0}]
[null,null,null,null,null,null,null,null,0.7,0.15,300,600,2000,240,0,0.09,0.33,0.57999999999999996,0,40.988999999999997,0.93,null,null,null,null,null,null,null,null,null,null,null,null,null,null,null,{"$f":"IF(OR(AH80=0,AH80=-1),Beregn1!$E$36,AH80)","v":41},true,{"$f":"IF(AND(AK80=41,AL80=FALSE),Beregn1!$E$36,AH80)","v":0},null,0,0,0,0,0,0,null,{"$f":"ROUND(AO80*Beregn1!$G$30,4)","v":0},{"$f":"ROUND(AP80*Beregn1!$G$30,4)","v":0},{"$f":"ROUND(AQ80*Beregn1!$G$30,4)","v":0},{"$f":"ROUND(AR80*Beregn1!$G$30,4)","v":0},{"$f":"ROUND(AS80*Beregn1!$G$30,4)","v":0},{"$f":"ROUND(AT80*Beregn1!$G$30,4)","v":0}]
[null,null,null,null,null,null,null,null,0.7,0.15,300,600,2000,240,500,0.62,0.33,0.05,0,40.988999999999997,0.92,null,null,null,null,null,null,null,null,null,null,null,null,null,null,null,{"$f":"IF(OR(AH81=0,AH81=-1),Beregn1!$E$36,AH81)","v":41},true,{"$f":"IF(AND(AK81=41,AL81=FALSE),Beregn1!$E$36,AH81)","v":0},null,0,0,0,0,0,0,null,{"$f":"ROUND(AO81*Beregn1!$G$30,4)","v":0},{"$f":"ROUND(AP81*Beregn1!$G$30,4)","v":0},{"$f":"ROUND(AQ81*Beregn1!$G$30,4)","v":0},{"$f":"ROUND(AR81*Beregn1!$G$30,4)","v":0},{"$f":"ROUND(AS81*Beregn1!$G$30,4)","v":0},{"$f":"ROUND(AT81*Beregn1!$G$30,4)","v":0}]
[null,null,null,null,null,null,null,null,null,null,null,null,null,null,null,null,null,null,null,null,null,null,null,null,null,null,null,null,null,null,null,null,null,null,null,null,{"$f":"IF(OR(AH82=0,AH82=-1),Beregn1!$E$36,AH82)","v":41},true,{"$f":"IF(AND(AK82=41,AL82=FALSE),Beregn1!$E$36,AH82)","v":0},null,0,0,0,0,0,0,null,{"$f":"ROUND(AO82*Beregn1!$G$30,4)","v":0},{"$f":"ROUND(AP82*Beregn1!$G$30,4)","v":0},{"$f":"ROUND(AQ82*Beregn1!$G$30,4)","v":0},{"$f":"ROUND(AR82*Beregn1!$G$30,4)","v":0},{"$f":"ROUND(AS82*Beregn1!$G$30,4)","v":0},{"$f":"ROUND(AT82*Beregn1!$G$30,4)","v":0}]
[null,null,null,null,null,null,null,null,null,null,null,null,null,null,null,null,null,null,null,null,null,null,null,null,null,null,null,null,null,null,null,null,null,null,null,null,{"$f":"IF(OR(AH83=0,AH83=-1),Beregn1!$E$36,AH83)","v":41},true,{"$f":"IF(AND(AK83=41,AL83=FALSE),Beregn1!$E$36,AH83)","v":0},null,0,0,0,0,0,0,null,{"$f":"ROUND(AO83*Beregn1!$G$30,4)","v":0},{"$f":"ROUND(AP83*Beregn1!$G$30,4)","v":0},{"$f":"ROUND(AQ83*Beregn1!$G$30,4)","v":0},{"$f":"ROUND(AR83*Beregn1!$G$30,4)","v":0},{"$f":"ROUND(AS83*Beregn1!$G$30,4)","v":0},{"$f":"ROUND(AT83*Beregn1!$G$30,4)","v":0}]
[null,null,null,null,null,null,null,null,null,null,null,null,null,null,null,null,null,null,null,null,null,null,null,null,null,null,null,null,null,null,null,null,null,null,null,null,{"$f":"IF(OR(AH84=0,AH84=-1),Beregn1!$E$36,AH84)","v":41},true,{"$f":"IF(AND(AK84=41,AL84=FALSE),Beregn1!$E$36,AH84)","v":0},null,0,0,0,0,0,0,null,{"$f":"ROUND(AO84*Beregn1!$G$30,4)","v":0},{"$f":"ROUND(AP84*Beregn1!$G$30,4)","v":0},{"$f":"ROUND(AQ84*Beregn1!$G$30,4)","v":0},{"$f":"ROUND(AR84*Beregn1!$G$30,4)","v":0},{"$f":"ROUND(AS84*Beregn1!$G$30,4)","v":0},{"$f":"ROUND(AT84*Beregn1!$G$30,4)","v":0}]
[null,null,null,null,null,null,null,null,null,null,null,null,null,null,null,null,null,null,null,null,null,null,null,null,null,null,null,null,null,null,null,null,null,null,null,null,{"$f":"IF(OR(AH85=0,AH85=-1),Beregn1!$E$36,AH85)","v":41},true,{"$f":"IF(AND(AK85=41,AL85=FALSE),Beregn1!$E$36,AH85)","v":0},null,0,0,0,0,0,0,null,{"$f":"ROUND(AO85*Beregn1!$G$30,4)","v":0},{"$f":"ROUND(AP85*Beregn1!$G$30,4)","v":0},{"$f":"ROUND(AQ85*Beregn1!$G$30,4)","v":0},{"$f":"ROUND(AR85*Beregn1!$G$30,4)","v":0},{"$f":"ROUND(AS85*Beregn1!$G$30,4)","v":0},{"$f":"ROUND(AT85*Beregn1!$G$30,4)","v":0}]
[null,null,null,null,null,null,null,null,null,null,null,null,null,null,null,null,null,null,null,null,null,null,null,null,null,null,null,null,null,null,null,null,null,null,null,null,{"$f":"IF(OR(AH86=0,AH86=-1),Beregn1!$E$36,AH86)","v":41},true,{"$f":"IF(AND(AK86=41,AL86=FALSE),Beregn1!$E$36,AH86)","v":0},null,0,0,0,0,0,0,null,{"$f":"ROUND(AO86*Beregn1!$G$30,4)","v":0},{"$f":"ROUND(AP86*Beregn1!$G$30,4)","v":0},{"$f":"ROUND(AQ86*Beregn1!$G$30,4)","v":0},{"$f":"ROUND(AR86*Beregn1!$G$30,4)","v":0},{"$f":"ROUND(AS86*Beregn1!$G$30,4)","v":0},{"$f":"ROUND(AT86*Beregn1!$G$30,4)","v":0}]
[null,null,null,null,null,null,null,null,null,null,null,null,null,null,null,null,null,null,null,null,null,null,null,null,null,null,null,null,null,null,null,null,null,null,null,null,{"$f":"IF(OR(AH87=0,AH87=-1),Beregn1!$E$36,AH87)","v":41},true,{"$f":"IF(AND(AK87=41,AL87=FALSE),Beregn1!$E$36,AH87)","v":0},null,0,0,0,0,0,0,null,{"$f":"ROUND(AO87*Beregn1!$G$30,4)","v":0},{"$f":"ROUND(AP87*Beregn1!$G$30,4)","v":0},{"$f":"ROUND(AQ87*Beregn1!$G$30,4)","v":0},{"$f":"ROUND(AR87*Beregn1!$G$30,4)","v":0},{"$f":"ROUND(AS87*Beregn1!$G$30,4)","v":0},{"$f":"ROUND(AT87*Beregn1!$G$30,4)","v":0}]
[null,null,null,null,null,null,null,null,null,null,null,null,null,null,null,null,null,null,null,null,null,null,null,null,null,null,null,null,null,null,null,null,null,null,null,null,{"$f":"IF(OR(AH88=0,AH88=-1),Beregn1!$E$36,AH88)","v":41},true,{"$f":"IF(AND(AK88=41,AL88=FALSE),Beregn1!$E$36,AH88)","v":0},null,0,0,0,0,0,0,null,{"$f":"ROUND(AO88*Beregn1!$G$30,4)","v":0},{"$f":"ROUND(AP88*Beregn1!$G$30,4)","v":0},{"$f":"ROUND(AQ88*Beregn1!$G$30,4)","v":0},{"$f":"ROUND(AR88*Beregn1!$G$30,4)","v":0},{"$f":"ROUND(AS88*Beregn1!$G$30,4)","v":0},{"$f":"ROUND(AT88*Beregn1!$G$30,4)","v":0}]
[null,null,null,null,null,null,null,null,null,null,null,null,null,null,null,null,null,null,null,null,null,null,null,null,null,null,null,null,null,null,null,null,null,null,null,null,{"$f":"IF(OR(AH89=0,AH89=-1),Beregn1!$E$36,AH89)","v":41},true,{"$f":"IF(AND(AK89=41,AL89=FALSE),Beregn1!$E$36,AH89)","v":0},null,0,0,0,0,0,0,null,{"$f":"ROUND(AO89*Beregn1!$G$30,4)","v":0},{"$f":"ROUND(AP89*Beregn1!$G$30,4)","v":0},{"$f":"ROUND(AQ89*Beregn1!$G$30,4)","v":0},{"$f":"ROUND(AR89*Beregn1!$G$30,4)","v":0},{"$f":"ROUND(AS89*Beregn1!$G$30,4)","v":0},{"$f":"ROUND(AT89*Beregn1!$G$30,4)","v":0}]
[null,null,null,null,null,null,null,null,null,null,null,null,null,null,null,null,null,null,null,null,null,null,null,null,null,null,null,null,null,null,null,null,null,null,null,null,{"$f":"IF(OR(AH90=0,AH90=-1),Beregn1!$E$36,AH90)","v":41},true,{"$f":"IF(AND(AK90=41,AL90=FALSE),Beregn1!$E$36,AH90)","v":0},null,0,0,0,0,0,0,null,{"$f":"ROUND(AO90*Beregn1!$G$30,4)","v":0},{"$f":"ROUND(AP90*Beregn1!$G$30,4)","v":0},{"$f":"ROUND(AQ90*Beregn1!$G$30,4)","v":0},{"$f":"ROUND(AR90*Beregn1!$G$30,4)","v":0},{"$f":"ROUND(AS90*Beregn1!$G$30,4)","v":0},{"$f":"ROUND(AT90*Beregn1!$G$30,4)","v":0}]
[null,null,null,null,null,null,null,null,null,null,null,null,null,null,null,null,null,null,null,null,null,null,null,null,null,null,null,null,null,null,null,null,null,null,null,null,{"$f":"IF(OR(AH91=0,AH91=-1),Beregn1!$E$36,AH91)","v":41},true,{"$f":"IF(AND(AK91=41,AL91=FALSE),Beregn1!$E$36,AH91)","v":0},null,0,0,0,0,0,0,null,{"$f":"ROUND(AO91*Beregn1!$G$30,4)","v":0},{"$f":"ROUND(AP91*Beregn1!$G$30,4)","v":0},{"$f":"ROUND(AQ91*Beregn1!$G$30,4)","v":0},{"$f":"ROUND(AR91*Beregn1!$G$30,4)","v":0},{"$f":"ROUND(AS91*Beregn1!$G$30,4)","v":0},{"$f":"ROUND(AT91*Beregn1!$G$30,4)","v":0}]
[null,null,null,null,null,null,null,null,null,null,null,null,null,null,null,null,null,null,null,null,null,null,null,null,null,null,null,null,null,null,null,null,null,null,null,null,{"$f":"IF(OR(AH92=0,AH92=-1),Beregn1!$E$36,AH92)","v":41},true,{"$f":"IF(AND(AK92=41,AL92=FALSE),Beregn1!$E$36,AH92)","v":0},null,0,0,0,0,0,0,null,{"$f":"ROUND(AO92*Beregn1!$G$30,4)","v":0},{"$f":"ROUND(AP92*Beregn1!$G$30,4)","v":0},{"$f":"ROUND(AQ92*Beregn1!$G$30,4)","v":0},{"$f":"ROUND(AR92*Beregn1!$G$30,4)","v":0},{"$f":"ROUND(AS92*Beregn1!$G$30,4)","v":0},{"$f":"ROUND(AT92*Beregn1!$G$30,4)","v":0}]
[null,null,null,null,null,null,null,null,null,null,null,null,null,null,null,null,null,null,null,null,null,null,null,null,null,null,null,null,null,null,null,null,null,null,null,null,{"$f":"IF(OR(AH93=0,AH93=-1),Beregn1!$E$36,AH93)","v":41},true,{"$f":"IF(AND(AK93=41,AL93=FALSE),Beregn1!$E$36,AH93)","v":0},null,0,0,0,0,0,0,null,{"$f":"ROUND(AO93*Beregn1!$G$30,4)","v":0},{"$f":"ROUND(AP93*Beregn1!$G$30,4)","v":0},{"$f":"ROUND(AQ93*Beregn1!$G$30,4)","v":0},{"$f":"ROUND(AR93*Beregn1!$G$30,4)","v":0},{"$f":"ROUND(AS93*Beregn1!$G$30,4)","v":0},{"$f":"ROUND(AT93*Beregn1!$G$30,4)","v":0}]
[null,null,null,null,null,null,null,null,null,null,null,null,null,null,null,null,null,null,null,null,null,null,null,null,null,null,null,null,null,null,null,null,null,null,null,null,{"$f":"IF(OR(AH94=0,AH94=-1),Beregn1!$E$36,AH94)","v":41},true,{"$f":"IF(AND(AK94=41,AL94=FALSE),Beregn1!$E$36,AH94)","v":0},null,0,0,0,0,0,0,null,{"$f":"ROUND(AO94*Beregn1!$G$30,4)","v":0},{"$f":"ROUND(AP94*Beregn1!$G$30,4)","v":0},{"$f":"ROUND(AQ94*Beregn1!$G$30,4)","v":0},{"$f":"ROUND(AR94*Beregn1!$G$30,4)","v":0},{"$f":"ROUND(AS94*Beregn1!$G$30,4)","v":0},{"$f":"ROUND(AT94*Beregn1!$G$30,4)","v":0}]
[null,null,null,null,null,null,null,null,null,null,null,null,null,null,null,null,null,null,null,null,null,null,null,null,null,null,null,null,null,null,null,null,null,null,null,null,{"$f":"IF(OR(AH95=0,AH95=-1),Beregn1!$E$36,AH95)","v":41},true,{"$f":"IF(AND(AK95=41,AL95=FALSE),Beregn1!$E$36,AH95)","v":0},null,0,0,0,0,0,0,null,{"$f":"ROUND(AO95*Beregn1!$G$30,4)","v":0},{"$f":"ROUND(AP95*Beregn1!$G$30,4)","v":0},{"$f":"ROUND(AQ95*Beregn1!$G$30,4)","v":0},{"$f":"ROUND(AR95*Beregn1!$G$30,4)","v":0},{"$f":"ROUND(AS95*Beregn1!$G$30,4)","v":0},{"$f":"ROUND(AT95*Beregn1!$G$30,4)","v":0}]
[null,null,null,null,null,null,null,null,null,null,null,null,null,null,null,null,null,null,null,null,null,null,null,null,null,null,null,null,null,null,null,null,null,null,null,null,{"$f":"IF(OR(AH96=0,AH96=-1),Beregn1!$E$36,AH96)","v":41},true,{"$f":"IF(AND(AK96=41,AL96=FALSE),Beregn1!$E$36,AH96)","v":0},null,0,0,0,0,0,0,null,{"$f":"ROUND(AO96*Beregn1!$G$30,4)","v":0},{"$f":"ROUND(AP96*Beregn1!$G$30,4)","v":0},{"$f":"ROUND(AQ96*Beregn1!$G$30,4)","v":0},{"$f":"ROUND(AR96*Beregn1!$G$30,4)","v":0},{"$f":"ROUND(AS96*Beregn1!$G$30,4)","v":0},{"$f":"ROUND(AT96*Beregn1!$G$30,4)","v":0}]
[null,null,null,null,null,null,null,null,null,null,null,null,null,null,null,null,null,null,null,null,null,null,null,null,null,null,null,null,null,null,null,null,null,null,null,null,{"$f":"IF(OR(AH97=0,AH97=-1),Beregn1!$E$36,AH97)","v":41},true,{"$f":"IF(AND(AK97=41,AL97=FALSE),Beregn1!$E$36,AH97)","v":0},null,0,0,0,0,0,0,null,{"$f":"ROUND(AO97*Beregn1!$G$30,4)","v":0},{"$f":"ROUND(AP97*Beregn1!$G$30,4)","v":0},{"$f":"ROUND(AQ97*Beregn1!$G$30,4)","v":0},{"$f":"ROUND(AR97*Beregn1!$G$30,4)","v":0},{"$f":"ROUND(AS97*Beregn1!$G$30,4)","v":0},{"$f":"ROUND(AT97*Beregn1!$G$30,4)","v":0}]
[null,null,null,null,null,null,null,null,null,null,null,null,null,null,null,null,null,null,null,null,null,null,null,null,null,null,null,null,null,null,null,null,null,null,null,null,{"$f":"IF(OR(AH98=0,AH98=-1),Beregn1!$E$36,AH98)","v":41},true,{"$f":"IF(AND(AK98=41,AL98=FALSE),Beregn1!$E$36,AH98)","v":0},null,0,0,0,0,0,0,null,{"$f":"ROUND(AO98*Beregn1!$G$30,4)","v":0},{"$f":"ROUND(AP98*Beregn1!$G$30,4)","v":0},{"$f":"ROUND(AQ98*Beregn1!$G$30,4)","v":0},{"$f":"ROUND(AR98*Beregn1!$G$30,4)","v":0},{"$f":"ROUND(AS98*Beregn1!$G$30,4)","v":0},{"$f":"ROUND(AT98*Beregn1!$G$30,4)","v":0}]
[null,null,null,null,null,null,null,null,null,null,null,null,null,null,null,null,null,null,null,null,null,null,null,null,null,null,null,null,null,null,null,null,null,null,null,null,{"$f":"IF(OR(AH99=0,AH99=-1),Beregn1!$E$36,AH99)","v":41},true,{"$f":"IF(AND(AK99=41,AL99=FALSE),Beregn1!$E$36,AH99)","v":0},null,0,0,0,0,0,0,null,{"$f":"ROUND(AO99*Beregn1!$G$30,4)","v":0},{"$f":"ROUND(AP99*Beregn1!$G$30,4)","v":0},{"$f":"ROUND(AQ99*Beregn1!$G$30,4)","v":0},{"$f":"ROUND(AR99*Beregn1!$G$30,4)","v":0},{"$f":"ROUND(AS99*Beregn1!$G$30,4)","v":0},{"$f":"ROUND(AT99*Beregn1!$G$30,4)","v":0}]
[null,null,null,null,null,null,null,null,null,null,null,null,null,null,null,null,null,null,null,null,null,null,null,null,null,null,null,null,null,null,null,null,null,null,null,null,{"$f":"IF(OR(AH100=0,AH100=-1),Beregn1!$E$36,AH100)","v":41},true,{"$f":"IF(AND(AK100=41,AL100=FALSE),Beregn1!$E$36,AH100)","v":0},null,0,0,0,0,0,0,null,{"$f":"ROUND(AO100*Beregn1!$G$30,4)","v":0},{"$f":"ROUND(AP100*Beregn1!$G$30,4)","v":0},{"$f":"ROUND(AQ100*Beregn1!$G$30,4)","v":0},{"$f":"ROUND(AR100*Beregn1!$G$30,4)","v":0},{"$f":"ROUND(AS100*Beregn1!$G$30,4)","v":0},{"$f":"ROUND(AT100*Beregn1!$G$30,4)","v":0}]
[null,null,null,null,null,null,null,null,null,null,null,null,null,null,null,null,null,null,null,null,null,null,null,null,null,null,null,null,null,null,null,null,null,null,null,null,{"$f":"IF(OR(AH101=0,AH101=-1),Beregn1!$E$36,AH101)","v":41},true,{"$f":"IF(AND(AK101=41,AL101=FALSE),Beregn1!$E$36,AH101)","v":0},null,0,0,0,0,0,0,null,{"$f":"ROUND(AO101*Beregn1!$G$30,4)","v":0},{"$f":"ROUND(AP101*Beregn1!$G$30,4)","v":0},{"$f":"ROUND(AQ101*Beregn1!$G$30,4)","v":0},{"$f":"ROUND(AR101*Beregn1!$G$30,4)","v":0},{"$f":"ROUND(AS101*Beregn1!$G$30,4)","v":0},{"$f":"ROUND(AT101*Beregn1!$G$30,4)","v":0}]
[null,null,null,null,null,null,null,null,null,null,null,null,null,null,null,null,null,null,null,null,null,null,null,null,null,null,null,null,null,null,null,null,null,null,null,null,{"$f":"IF(OR(AH102=0,AH102=-1),Beregn1!$E$36,AH102)","v":41},true,{"$f":"IF(AND(AK102=41,AL102=FALSE),Beregn1!$E$36,AH102)","v":0},null,0,0,0,0,0,0,null,{"$f":"ROUND(AO102*Beregn1!$G$30,4)","v":0},{"$f":"ROUND(AP102*Beregn1!$G$30,4)","v":0},{"$f":"ROUND(AQ102*Beregn1!$G$30,4)","v":0},{"$f":"ROUND(AR102*Beregn1!$G$30,4)","v":0},{"$f":"ROUND(AS102*Beregn1!$G$30,4)","v":0},{"$f":"ROUND(AT102*Beregn1!$G$30,4)","v":0}]
[null,null,null,null,null,null,null,null,null,null,null,null,null,null,null,null,null,null,null,null,null,null,null,null,null,null,null,null,null,null,null,null,null,null,null,null,{"$f":"IF(OR(AH103=0,AH103=-1),Beregn1!$E$36,AH103)","v":41},true,{"$f":"IF(AND(AK103=41,AL103=FALSE),Beregn1!$E$36,AH103)","v":0},null,0,0,0,0,0,0,null,{"$f":"ROUND(AO103*Beregn1!$G$30,4)","v":0},{"$f":"ROUND(AP103*Beregn1!$G$30,4)","v":0},{"$f":"ROUND(AQ103*Beregn1!$G$30,4)","v":0},{"$f":"ROUND(AR103*Beregn1!$G$30,4)","v":0},{"$f":"ROUND(AS103*Beregn1!$G$30,4)","v":0},{"$f":"ROUND(AT103*Beregn1!$G$30,4)","v":0}]
[null,null,null,null,null,null,null,null,null,null,null,null,null,null,null,null,null,null,null,null,null,null,null,null,null,null,null,null,null,null,null,null,null,null,null,null,{"$f":"IF(OR(AH104=0,AH104=-1),Beregn1!$E$36,AH104)","v":41},true,{"$f":"IF(AND(AK104=41,AL104=FALSE),Beregn1!$E$36,AH104)","v":0},null,0,0,0,0,0,0,null,{"$f":"ROUND(AO104*Beregn1!$G$30,4)","v":0},{"$f":"ROUND(AP104*Beregn1!$G$30,4)","v":0},{"$f":"ROUND(AQ104*Beregn1!$G$30,4)","v":0},{"$f":"ROUND(AR104*Beregn1!$G$30,4)","v":0},{"$f":"ROUND(AS104*Beregn1!$G$30,4)","v":0},{"$f":"ROUND(AT104*Beregn1!$G$30,4)","v":0}]
[null,null,null,null,null,null,null,null,null,null,null,null,null,null,null,null,null,null,null,null,null,null,null,null,null,null,null,null,null,null,null,null,null,null,null,null,{"$f":"IF(OR(AH105=0,AH105=-1),Beregn1!$E$36,AH105)","v":41},true,{"$f":"IF(AND(AK105=41,AL105=FALSE),Beregn1!$E$36,AH105)","v":0},null,0,0,0,0,0,0,null,{"$f":"ROUND(AO105*Beregn1!$G$30,4)","v":0},{"$f":"ROUND(AP105*Beregn1!$G$30,4)","v":0},{"$f":"ROUND(AQ105*Beregn1!$G$30,4)","v":0},{"$f":"ROUND(AR105*Beregn1!$G$30,4)","v":0},{"$f":"ROUND(AS105*Beregn1!$G$30,4)","v":0},{"$f":"ROUND(AT105*Beregn1!$G$30,4)","v":0}]
[null,null,null,null,null,null,null,null,null,null,null,null,null,null,null,null,null,null,null,null,null,null,null,null,null,null,null,null,null,null,null,null,null,null,null,null,{"$f":"IF(OR(AH106=0,AH106=-1),Beregn1!$E$36,AH106)","v":41},true,{"$f":"IF(AND(AK106=41,AL106=FALSE),Beregn1!$E$36,AH106)","v":0},null,0,0,0,0,0,0,null,{"$f":"ROUND(AO106*Beregn1!$G$30,4)","v":0},{"$f":"ROUND(AP106*Beregn1!$G$30,4)","v":0},{"$f":"ROUND(AQ106*Beregn1!$G$30,4)","v":0},{"$f":"ROUND(AR106*Beregn1!$G$30,4)","v":0},{"$f":"ROUND(AS106*Beregn1!$G$30,4)","v":0},{"$f":"ROUND(AT106*Beregn1!$G$30,4)","v":0}]
[null,null,null,null,null,null,null,null,null,null,null,null,null,null,null,null,null,null,null,null,null,null,null,null,null,null,null,null,null,null,null,null,null,null,null,null,{"$f":"IF(OR(AH107=0,AH107=-1),Beregn1!$E$36,AH107)","v":41},true,{"$f":"IF(AND(AK107=41,AL107=FALSE),Beregn1!$E$36,AH107)","v":0},null,0,0,0,0,0,0,null,{"$f":"ROUND(AO107*Beregn1!$G$30,4)","v":0},{"$f":"ROUND(AP107*Beregn1!$G$30,4)","v":0},{"$f":"ROUND(AQ107*Beregn1!$G$30,4)","v":0},{"$f":"ROUND(AR107*Beregn1!$G$30,4)","v":0},{"$f":"ROUND(AS107*Beregn1!$G$30,4)","v":0},{"$f":"ROUND(AT107*Beregn1!$G$30,4)","v":0}]
[null,null,null,null,null,null,null,null,null,null,null,null,null,null,null,null,null,null,null,null,null,null,null,null,null,null,null,null,null,null,null,null,null,null,null,null,{"$f":"IF(OR(AH108=0,AH108=-1),Beregn1!$E$36,AH108)","v":41},true,{"$f":"IF(AND(AK108=41,AL108=FALSE),Beregn1!$E$36,AH108)","v":0},null,0,0,0,0,0,0,null,{"$f":"ROUND(AO108*Beregn1!$G$30,4)","v":0},{"$f":"ROUND(AP108*Beregn1!$G$30,4)","v":0},{"$f":"ROUND(AQ108*Beregn1!$G$30,4)","v":0},{"$f":"ROUND(AR108*Beregn1!$G$30,4)","v":0},{"$f":"ROUND(AS108*Beregn1!$G$30,4)","v":0},{"$f":"ROUND(AT108*Beregn1!$G$30,4)","v":0}]
[null,null,null,null,null,null,null,null,null,null,null,null,null,null,null,null,null,null,null,null,null,null,null,null,null,null,null,null,null,null,null,null,null,null,null,null,{"$f":"IF(OR(AH109=0,AH109=-1),Beregn1!$E$36,AH109)","v":41},true,{"$f":"IF(AND(AK109=41,AL109=FALSE),Beregn1!$E$36,AH109)","v":0},null,0,0,0,0,0,0,null,{"$f":"ROUND(AO109*Beregn1!$G$30,4)","v":0},{"$f":"ROUND(AP109*Beregn1!$G$30,4)","v":0},{"$f":"ROUND(AQ109*Beregn1!$G$30,4)","v":0},{"$f":"ROUND(AR109*Beregn1!$G$30,4)","v":0},{"$f":"ROUND(AS109*Beregn1!$G$30,4)","v":0},{"$f":"ROUND(AT109*Beregn1!$G$30,4)","v":0}]
[null,null,null,null,null,null,null,null,null,null,null,null,null,null,null,null,null,null,null,null,null,null,null,null,null,null,null,null,null,null,null,null,null,null,null,null,{"$f":"IF(OR(AH110=0,AH110=-1),Beregn1!$E$36,AH110)","v":41},true,{"$f":"IF(AND(AK110=41,AL110=FALSE),Beregn1!$E$36,AH110)","v":0},null,0,0,0,0,0,0,null,{"$f":"ROUND(AO110*Beregn1!$G$30,4)","v":0},{"$f":"ROUND(AP110*Beregn1!$G$30,4)","v":0},{"$f":"ROUND(AQ110*Beregn1!$G$30,4)","v":0},{"$f":"ROUND(AR110*Beregn1!$G$30,4)","v":0},{"$f":"ROUND(AS110*Beregn1!$G$30,4)","v":0},{"$f":"ROUND(AT110*Beregn1!$G$30,4)","v":0}]
[null,null,null,null,null,null,null,null,null,null,null,null,null,null,null,null,null,null,null,null,null,null,null,null,null,null,null,null,null,null,null,null,null,null,null,null,{"$f":"IF(OR(AH111=0,AH111=-1),Beregn1!$E$36,AH111)","v":41},true,{"$f":"IF(AND(AK111=41,AL111=FALSE),Beregn1!$E$36,AH111)","v":0},null,0,0,0,0,0,0,null,{"$f":"ROUND(AO111*Beregn1!$G$30,4)","v":0},{"$f":"ROUND(AP111*Beregn1!$G$30,4)","v":0},{"$f":"ROUND(AQ111*Beregn1!$G$30,4)","v":0},{"$f":"ROUND(AR111*Beregn1!$G$30,4)","v":0},{"$f":"ROUND(AS111*Beregn1!$G$30,4)","v":0},{"$f":"ROUND(AT111*Beregn1!$G$30,4)","v":0}]
[null,null,null,null,null,null,null,null,null,null,null,null,null,null,null,null,null,null,null,null,null,null,null,null,null,null,null,null,null,null,null,null,null,null,null,null,{"$f":"IF(OR(AH112=0,AH112=-1),Beregn1!$E$36,AH112)","v":41},true,{"$f":"IF(AND(AK112=41,AL112=FALSE),Beregn1!$E$36,AH112)","v":0},null,0,0,0,0,0,0,null,{"$f":"ROUND(AO112*Beregn1!$G$30,4)","v":0},{"$f":"ROUND(AP112*Beregn1!$G$30,4)","v":0},{"$f":"ROUND(AQ112*Beregn1!$G$30,4)","v":0},{"$f":"ROUND(AR112*Beregn1!$G$30,4)","v":0},{"$f":"ROUND(AS112*Beregn1!$G$30,4)","v":0},{"$f":"ROUND(AT112*Beregn1!$G$30,4)","v":0}]
[null,null,null,null,null,null,null,null,null,null,null,null,null,null,null,null,null,null,null,null,null,null,null,null,null,null,null,null,null,null,null,null,null,null,null,null,{"$f":"IF(OR(AH113=0,AH113=-1),Beregn1!$E$36,AH113)","v":41},true,{"$f":"IF(AND(AK113=41,AL113=FALSE),Beregn1!$E$36,AH113)","v":0},null,0,0,0,0,0,0,null,{"$f":"ROUND(AO113*Beregn1!$G$30,4)","v":0},{"$f":"ROUND(AP113*Beregn1!$G$30,4)","v":0},{"$f":"ROUND(AQ113*Beregn1!$G$30,4)","v":0},{"$f":"ROUND(AR113*Beregn1!$G$30,4)","v":0},{"$f":"ROUND(AS113*Beregn1!$G$30,4)","v":0},{"$f":"ROUND(AT113*Beregn1!$G$30,4)","v":0}]
[null,null,null,null,null,null,null,null,null,null,null,null,null,null,null,null,null,null,null,null,null,null,null,null,null,null,null,null,null,null,null,null,null,null,null,null,{"$f":"IF(OR(AH114=0,AH114=-1),Beregn1!$E$36,AH114)","v":41},true,{"$f":"IF(AND(AK114=41,AL114=FALSE),Beregn1!$E$36,AH114)","v":0},null,0,0,0,0,0,0,null,{"$f":"ROUND(AO114*Beregn1!$G$30,4)","v":0},{"$f":"ROUND(AP114*Beregn1!$G$30,4)","v":0},{"$f":"ROUND(AQ114*Beregn1!$G$30,4)","v":0},{"$f":"ROUND(AR114*Beregn1!$G$30,4)","v":0},{"$f":"ROUND(AS114*Beregn1!$G$30,4)","v":0},{"$f":"ROUND(AT114*Beregn1!$G$30,4)","v":0}]
[null,null,null,null,null,null,null,null,null,null,null,null,null,null,null,null,null,null,null,null,null,null,null,null,null,null,null,null,null,null,null,null,null,null,null,null,{"$f":"IF(OR(AH115=0,AH115=-1),Beregn1!$E$36,AH115)","v":41},true,{"$f":"IF(AND(AK115=41,AL115=FALSE),Beregn1!$E$36,AH115)","v":0},null,0,0,0,0,0,0,null,{"$f":"ROUND(AO115*Beregn1!$G$30,4)","v":0},{"$f":"ROUND(AP115*Beregn1!$G$30,4)","v":0},{"$f":"ROUND(AQ115*Beregn1!$G$30,4)","v":0},{"$f":"ROUND(AR115*Beregn1!$G$30,4)","v":0},{"$f":"ROUND(AS115*Beregn1!$G$30,4)","v":0},{"$f":"ROUND(AT115*Beregn1!$G$30,4)","v":0}]
[null,null,null,null,null,null,null,null,null,null,null,null,null,null,null,null,null,null,null,null,null,null,null,null,null,null,null,null,null,null,null,null,null,null,null,null,{"$f":"IF(OR(AH116=0,AH116=-1),Beregn1!$E$36,AH116)","v":41},true,{"$f":"IF(AND(AK116=41,AL116=FALSE),Beregn1!$E$36,AH116)","v":0},null,0,0,0,0,0,0,null,{"$f":"ROUND(AO116*Beregn1!$G$30,4)","v":0},{"$f":"ROUND(AP116*Beregn1!$G$30,4)","v":0},{"$f":"ROUND(AQ116*Beregn1!$G$30,4)","v":0},{"$f":"ROUND(AR116*Beregn1!$G$30,4)","v":0},{"$f":"ROUND(AS116*Beregn1!$G$30,4)","v":0},{"$f":"ROUND(AT116*Beregn1!$G$30,4)","v":0}]
[null,null,null,null,null,null,null,null,null,null,null,null,null,null,null,null,null,null,null,null,null,null,null,null,null,null,null,null,null,null,null,null,null,null,null,null,{"$f":"IF(OR(AH117=0,AH117=-1),Beregn1!$E$36,AH117)","v":41},true,{"$f":"IF(AND(AK117=41,AL117=FALSE),Beregn1!$E$36,AH117)","v":0},null,0,0,0,0,0,0,null,{"$f":"ROUND(AO117*Beregn1!$G$30,4)","v":0},{"$f":"ROUND(AP117*Beregn1!$G$30,4)","v":0},{"$f":"ROUND(AQ117*Beregn1!$G$30,4)","v":0},{"$f":"ROUND(AR117*Beregn1!$G$30,4)","v":0},{"$f":"ROUND(AS117*Beregn1!$G$30,4)","v":0},{"$f":"ROUND(AT117*Beregn1!$G$30,4)","v":0}]
[null,null,null,null,null,null,null,null,null,null,null,null,null,null,null,null,null,null,null,null,null,null,null,null,null,null,null,null,null,null,null,null,null,null,null,null,{"$f":"IF(OR(AH118=0,AH118=-1),Beregn1!$E$36,AH118)","v":41},true,{"$f":"IF(AND(AK118=41,AL118=FALSE),Beregn1!$E$36,AH118)","v":0},null,0,0,0,0,0,0,null,{"$f":"ROUND(AO118*Beregn1!$G$30,4)","v":0},{"$f":"ROUND(AP118*Beregn1!$G$30,4)","v":0},{"$f":"ROUND(AQ118*Beregn1!$G$30,4)","v":0},{"$f":"ROUND(AR118*Beregn1!$G$30,4)","v":0},{"$f":"ROUND(AS118*Beregn1!$G$30,4)","v":0},{"$f":"ROUND(AT118*Beregn1!$G$30,4)","v":0}]
[null,null,null,null,null,null,null,null,null,null,null,null,null,null,null,null,null,null,null,null,null,null,null,null,null,null,null,null,null,null,null,null,null,null,null,null,{"$f":"IF(OR(AH119=0,AH119=-1),Beregn1!$E$36,AH119)","v":41},true,{"$f":"IF(AND(AK119=41,AL119=FALSE),Beregn1!$E$36,AH119)","v":0},null,0,0,0,0,0,0,null,{"$f":"ROUND(AO119*Beregn1!$G$30,4)","v":0},{"$f":"ROUND(AP119*Beregn1!$G$30,4)","v":0},{"$f":"ROUND(AQ119*Beregn1!$G$30,4)","v":0},{"$f":"ROUND(AR119*Beregn1!$G$30,4)","v":0},{"$f":"ROUND(AS119*Beregn1!$G$30,4)","v":0},{"$f":"ROUND(AT119*Beregn1!$G$30,4)","v":0}]
[null,null,null,null,null,null,null,null,null,null,null,null,null,null,null,null,null,null,null,null,null,null,null,null,null,null,null,null,null,null,null,null,null,null,null,null,{"$f":"IF(OR(AH120=0,AH120=-1),Beregn1!$E$36,AH120)","v":41},true,{"$f":"IF(AND(AK120=41,AL120=FALSE),Beregn1!$E$36,AH120)","v":0},null,0,0,0,0,0,0,null,{"$f":"ROUND(AO120*Beregn1!$G$30,4)","v":0},{"$f":"ROUND(AP120*Beregn1!$G$30,4)","v":0},{"$f":"ROUND(AQ120*Beregn1!$G$30,4)","v":0},{"$f":"ROUND(AR120*Beregn1!$G$30,4)","v":0},{"$f":"ROUND(AS120*Beregn1!$G$30,4)","v":0},{"$f":"ROUND(AT120*Beregn1!$G$30,4)","v":0}]
[null,null,null,null,null,null,null,null,null,null,null,null,null,null,null,null,null,null,null,null,null,null,null,null,null,null,null,null,null,null,null,null,null,null,null,null,{"$f":"IF(OR(AH121=0,AH121=-1),Beregn1!$E$36,AH121)","v":41},true,{"$f":"IF(AND(AK121=41,AL121=FALSE),Beregn1!$E$36,AH121)","v":0},null,0,0,0,0,0,0,null,{"$f":"ROUND(AO121*Beregn1!$G$30,4)","v":0},{"$f":"ROUND(AP121*Beregn1!$G$30,4)","v":0},{"$f":"ROUND(AQ121*Beregn1!$G$30,4)","v":0},{"$f":"ROUND(AR121*Beregn1!$G$30,4)","v":0},{"$f":"ROUND(AS121*Beregn1!$G$30,4)","v":0},{"$f":"ROUND(AT121*Beregn1!$G$30,4)","v":0}]
[null,null,null,null,null,null,null,null,null,null,null,null,null,null,null,null,null,null,null,null,null,null,null,null,null,null,null,null,null,null,null,null,null,null,null,null,{"$f":"IF(OR(AH122=0,AH122=-1),Beregn1!$E$36,AH122)","v":41},true,{"$f":"IF(AND(AK122=41,AL122=FALSE),Beregn1!$E$36,AH122)","v":0},null,0,0,0,0,0,0,null,{"$f":"ROUND(AO122*Beregn1!$G$30,4)","v":0},{"$f":"ROUND(AP122*Beregn1!$G$30,4)","v":0},{"$f":"ROUND(AQ122*Beregn1!$G$30,4)","v":0},{"$f":"ROUND(AR122*Beregn1!$G$30,4)","v":0},{"$f":"ROUND(AS122*Beregn1!$G$30,4)","v":0},{"$f":"ROUND(AT122*Beregn1!$G$30,4)","v":0}]
[null,null,null,null,null,null,null,null,null,null,null,null,null,null,null,null,null,null,null,null,null,null,null,null,null,null,null,null,null,null,null,null,null,null,null,null,{"$f":"IF(OR(AH123=0,AH123=-1),Beregn1!$E$36,AH123)","v":41},true,{"$f":"IF(AND(AK123=41,AL123=FALSE),Beregn1!$E$36,AH123)","v":0},null,0,0,0,0,0,0,null,{"$f":"ROUND(AO123*Beregn1!$G$30,4)","v":0},{"$f":"ROUND(AP123*Beregn1!$G$30,4)","v":0},{"$f":"ROUND(AQ123*Beregn1!$G$30,4)","v":0},{"$f":"ROUND(AR123*Beregn1!$G$30,4)","v":0},{"$f":"ROUND(AS123*Beregn1!$G$30,4)","v":0},{"$f":"ROUND(AT123*Beregn1!$G$30,4)","v":0}]
[null,null,null,null,null,null,null,null,null,null,null,null,null,null,null,null,null,null,null,null,null,null,null,null,null,null,null,null,null,null,null,null,null,null,null,null,{"$f":"IF(OR(AH124=0,AH124=-1),Beregn1!$E$36,AH124)","v":41},true,{"$f":"IF(AND(AK124=41,AL124=FALSE),Beregn1!$E$36,AH124)","v":0},null,0,0,0,0,0,0,null,{"$f":"ROUND(AO124*Beregn1!$G$30,4)","v":0},{"$f":"ROUND(AP124*Beregn1!$G$30,4)","v":0},{"$f":"ROUND(AQ124*Beregn1!$G$30,4)","v":0},{"$f":"ROUND(AR124*Beregn1!$G$30,4)","v":0},{"$f":"ROUND(AS124*Beregn1!$G$30,4)","v":0},{"$f":"ROUND(AT124*Beregn1!$G$30,4)","v":0}]
[null,null,null,null,null,null,null,null,null,null,null,null,null,null,null,null,null,null,null,null,null,null,null,null,null,null,null,null,null,null,null,null,null,null,null,null,{"$f":"IF(OR(AH125=0,AH125=-1),Beregn1!$E$36,AH125)","v":41},true,{"$f":"IF(AND(AK125=41,AL125=FALSE),Beregn1!$E$36,AH125)","v":0},null,0,0,0,0,0,0,null,{"$f":"ROUND(AO125*Beregn1!$G$30,4)","v":0},{"$f":"ROUND(AP125*Beregn1!$G$30,4)","v":0},{"$f":"ROUND(AQ125*Beregn1!$G$30,4)","v":0},{"$f":"ROUND(AR125*Beregn1!$G$30,4)","v":0},{"$f":"ROUND(AS125*Beregn1!$G$30,4)","v":0},{"$f":"ROUND(AT125*Beregn1!$G$30,4)","v":0}]
[null,null,null,null,null,null,null,null,null,null,null,null,null,null,null,null,null,null,null,null,null,null,null,null,null,null,null,null,null,null,null,null,null,null,null,null,{"$f":"IF(OR(AH126=0,AH126=-1),Beregn1!$E$36,AH126)","v":41},true,{"$f":"IF(AND(AK126=41,AL126=FALSE),Beregn1!$E$36,AH126)","v":0},null,0,0,0,0,0,0,null,{"$f":"ROUND(AO126*Beregn1!$G$30,4)","v":0},{"$f":"ROUND(AP126*Beregn1!$G$30,4)","v":0},{"$f":"ROUND(AQ126*Beregn1!$G$30,4)","v":0},{"$f":"ROUND(AR126*Beregn1!$G$30,4)","v":0},{"$f":"ROUND(AS126*Beregn1!$G$30,4)","v":0},{"$f":"ROUND(AT126*Beregn1!$G$30,4)","v":0}]
[null,null,null,null,null,null,null,null,null,null,null,null,null,null,null,null,null,null,null,null,null,null,null,null,null,null,null,null,null,null,null,null,null,null,null,null,{"$f":"IF(OR(AH127=0,AH127=-1),Beregn1!$E$36,AH127)","v":41},true,{"$f":"IF(AND(AK127=41,AL127=FALSE),Beregn1!$E$36,AH127)","v":0},null,0,0,0,0,0,0,null,{"$f":"ROUND(AO127*Beregn1!$G$30,4)","v":0},{"$f":"ROUND(AP127*Beregn1!$G$30,4)","v":0},{"$f":"ROUND(AQ127*Beregn1!$G$30,4)","v":0},{"$f":"ROUND(AR127*Beregn1!$G$30,4)","v":0},{"$f":"ROUND(AS127*Beregn1!$G$30,4)","v":0},{"$f":"ROUND(AT127*Beregn1!$G$30,4)","v":0}]
[null,null,null,null,null,null,null,null,null,null,null,null,null,null,null,null,null,null,null,null,null,null,null,null,null,null,null,null,null,null,null,null,null,null,null,null,{"$f":"IF(OR(AH128=0,AH128=-1),Beregn1!$E$36,AH128)","v":41},true,{"$f":"IF(AND(AK128=41,AL128=FALSE),Beregn1!$E$36,AH128)","v":0},null,0,0,0,0,0,0,null,{"$f":"ROUND(AO128*Beregn1!$G$30,4)","v":0},{"$f":"ROUND(AP128*Beregn1!$G$30,4)","v":0},{"$f":"ROUND(AQ128*Beregn1!$G$30,4)","v":0},{"$f":"ROUND(AR128*Beregn1!$G$30,4)","v":0},{"$f":"ROUND(AS128*Beregn1!$G$30,4)","v":0},{"$f":"ROUND(AT128*Beregn1!$G$30,4)","v":0}]
[null,null,null,null,null,null,null,null,null,null,null,null,null,null,null,null,null,null,null,null,null,null,null,null,null,null,null,null,null,null,null,null,null,null,null,null,{"$f":"IF(OR(AH129=0,AH129=-1),Beregn1!$E$36,AH129)","v":41},true,{"$f":"IF(AND(AK129=41,AL129=FALSE),Beregn1!$E$36,AH129)","v":0},null,0,0,0,0,0,0,null,{"$f":"ROUND(AO129*Beregn1!$G$30,4)","v":0},{"$f":"ROUND(AP129*Beregn1!$G$30,4)","v":0},{"$f":"ROUND(AQ129*Beregn1!$G$30,4)","v":0},{"$f":"ROUND(AR129*Beregn1!$G$30,4)","v":0},{"$f":"ROUND(AS129*Beregn1!$G$30,4)","v":0},{"$f":"ROUND(AT129*Beregn1!$G$30,4)","v":0}]
[null,null,null,null,null,null,null,null,null,null,null,null,null,null,null,null,null,null,null,null,null,null,null,null,null,null,null,null,null,null,null,null,null,null,null,null,{"$f":"IF(OR(AH130=0,AH130=-1),Beregn1!$E$36,AH130)","v":41},true,{"$f":"IF(AND(AK130=41,AL130=FALSE),Beregn1!$E$36,AH130)","v":0},null,{"$f":"INDEX($W130:$AI130,MATCH(\"Infiltrated\",$W$1:$AI$1,0))","v":0},{"$f":"INDEX($W130:$AI130,MATCH(\"Evaporated\",$W$1:$AI$1,0))","v":0},{"$f":"INDEX($W130:$AI130,MATCH(\"Drained\",$W$1:$AI$1,0))","v":0},{"$f":"INDEX($W130:$AI130,MATCH(\"Overflow\",$W$1:$AI$1,0))","v":0},{"$f":"AM130","v":0},{"$f":"INDEX($W130:$AI130,MATCH(\"Available_Volume\",$W$1:$AI$1,0))","v":0},null,{"$f":"ROUND(AO130*Beregn1!$G$30,4)","v":0},{"$f":"ROUND(AP130*Beregn1!$G$30,4)","v":0},{"$f":"ROUND(AQ130*Beregn1!$G$30,4)","v":0},{"$f":"ROUND(AR130*Beregn1!$G$30,4)","v":0},{"$f":"ROUND(AS130*Beregn1!$G$30,4)","v":0},{"$f":"ROUND(AT130*Beregn1!$G$30,4)","v":0}]
[null,null,null,null,null,null,null,null,null,null,null,null,null,null,null,null,null,null,null,null,null,null,null,null,null,null,null,null,null,null,null,null,null,null,null,null,{"$f":"IF(OR(AH131=0,AH131=-1),Beregn1!$E$36,AH131)","v":41},{"$f":"ISBLANK(AH131)","v":true},{"$f":"IF(AND(AK131=41,AL131=FALSE),Beregn1!$E$36,AH131)","v":0},null,0,0,0,0,0,0,null,{"$f":"ROUND(AO131*Beregn1!$G$30,4)","v":0},{"$f":"ROUND(AP131*Beregn1!$G$30,4)","v":0},{"$f":"ROUND(AQ131*Beregn1!$G$30,4)","v":0},{"$f":"ROUND(AR131*Beregn1!$G$30,4)","v":0},{"$f":"ROUND(AS131*Beregn1!$G$30,4)","v":0},{"$f":"ROUND(AT131*Beregn1!$G$30,4)","v":0}]
[null,null,null,null,null,null,null,null,null,null,null,null,null,null,null,null,null,null,null,null,null,null,null,null,null,null,null,null,null,null,null,null,null,null,null,null,{"$f":"IF(OR(AH132=0,AH132=-1),Beregn1!$E$36,AH132)","v":41},true,{"$f":"IF(AND(AK132=41,AL132=FALSE),Beregn1!$E$36,AH132)","v":0},null,0,0,0,0,0,0,null,{"$f":"ROUND(AO132*Beregn1!$G$30,4)","v":0},{"$f":"ROUND(AP132*Beregn1!$G$30,4)","v":0},{"$f":"ROUND(AQ132*Beregn1!$G$30,4)","v":0},{"$f":"ROUND(AR132*Beregn1!$G$30,4)","v":0},{"$f":"ROUND(AS132*Beregn1!$G$30,4)","v":0},{"$f":"ROUND(AT132*Beregn1!$G$30,4)","v":0}]
[null,null,null,null,null,null,null,null,null,null,null,null,null,null,null,null,null,null,null,null,null,null,null,null,null,null,null,null,null,null,null,null,null,null,null,null,{"$f":"IF(OR(AH133=0,AH133=-1),Beregn1!$E$36,AH133)","v":41},true,{"$f":"IF(AND(AK133=41,AL133=FALSE),Beregn1!$E$36,AH133)","v":0},null,0,0,0,0,0,0,null,{"$f":"ROUND(AO133*Beregn1!$G$30,4)","v":0},{"$f":"ROUND(AP133*Beregn1!$G$30,4)","v":0},{"$f":"ROUND(AQ133*Beregn1!$G$30,4)","v":0},{"$f":"ROUND(AR133*Beregn1!$G$30,4)","v":0},{"$f":"ROUND(AS133*Beregn1!$G$30,4)","v":0},{"$f":"ROUND(AT133*Beregn1!$G$30,4)","v":0}]
[null,null,null,null,null,null,null,null,null,null,null,null,null,null,null,null,null,null,null,null,null,null,null,null,null,null,null,null,null,null,null,null,null,null,null,null,{"$f":"IF(OR(AH134=0,AH134=-1),Beregn1!$E$36,AH134)","v":41},true,{"$f":"IF(AND(AK134=41,AL134=FALSE),Beregn1!$E$36,AH134)","v":0},null,0,0,0,0,0,0,null,{"$f":"ROUND(AO134*Beregn1!$G$30,4)","v":0},{"$f":"ROUND(AP134*Beregn1!$G$30,4)","v":0},{"$f":"ROUND(AQ134*Beregn1!$G$30,4)","v":0},{"$f":"ROUND(AR134*Beregn1!$G$30,4)","v":0},{"$f":"ROUND(AS134*Beregn1!$G$30,4)","v":0},{"$f":"ROUND(AT134*Beregn1!$G$30,4)","v":0}]
[null,null,null,null,null,null,null,null,null,null,null,null,null,null,null,null,null,null,null,null,null,null,null,null,null,null,null,null,null,null,null,null,null,null,null,null,{"$f":"IF(OR(AH135=0,AH135=-1),Beregn1!$E$36,AH135)","v":41},true,{"$f":"IF(AND(AK135=41,AL135=FALSE),Beregn1!$E$36,AH135)","v":0},null,0,0,0,0,0,0,null,{"$f":"ROUND(AO135*Beregn1!$G$30,4)","v":0},{"$f":"ROUND(AP135*Beregn1!$G$30,4)","v":0},{"$f":"ROUND(AQ135*Beregn1!$G$30,4)","v":0},{"$f":"ROUND(AR135*Beregn1!$G$30,4)","v":0},{"$f":"ROUND(AS135*Beregn1!$G$30,4)","v":0},{"$f":"ROUND(AT135*Beregn1!$G$30,4)","v":0}]
[null,null,null,null,null,null,null,null,null,null,null,null,null,null,null,null,null,null,null,null,null,null,null,null,null,null,null,null,null,null,null,null,null,null,null,null,{"$f":"IF(OR(AH136=0,AH136=-1),Beregn1!$E$36,AH136)","v":41},true,{"$f":"IF(AND(AK136=41,AL136=FALSE),Beregn1!$E$36,AH136)","v":0},null,0,0,0,0,0,0,null,{"$f":"ROUND(AO136*Beregn1!$G$30,4)","v":0},{"$f":"ROUND(AP136*Beregn1!$G$30,4)","v":0},{"$f":"ROUND(AQ136*Beregn1!$G$30,4)","v":0},{"$f":"ROUND(AR136*Beregn1!$G$30,4)","v":0},{"$f":"ROUND(AS136*Beregn1!$G$30,4)","v":0},{"$f":"ROUND(AT136*Beregn1!$G$30,4)","v":0}]
[null,null,null,null,null,null,null,null,null,null,null,null,null,null,null,null,null,null,null,null,null,null,null,null,null,null,null,null,null,null,null,null,null,null,null,null,{"$f":"IF(OR(AH137=0,AH137=-1),Beregn1!$E$36,AH137)","v":41},true,{"$f":"IF(AND(AK137=41,AL137=FALSE),Beregn1!$E$36,AH137)","v":0},null,0,0,0,0,0,0,null,{"$f":"ROUND(AO137*Beregn1!$G$30,4)","v":0},{"$f":"ROUND(AP137*Beregn1!$G$30,4)","v":0},{"$f":"ROUND(AQ137*Beregn1!$G$30,4)","v":0},{"$f":"ROUND(AR137*Beregn1!$G$30,4)","v":0},{"$f":"ROUND(AS137*Beregn1!$G$30,4)","v":0},{"$f":"ROUND(AT137*Beregn1!$G$30,4)","v":0}]
[null,null,null,null,null,null,null,null,null,null,null,null,null,null,null,null,null,null,null,null,null,null,null,null,null,null,null,null,null,null,null,null,null,null,null,null,{"$f":"IF(OR(AH138=0,AH138=-1),Beregn1!$E$36,AH138)","v":41},true,{"$f":"IF(AND(AK138=41,AL138=FALSE),Beregn1!$E$36,AH138)","v":0},null,0,0,0,0,0,0,null,{"$f":"ROUND(AO138*Beregn1!$G$30,4)","v":0},{"$f":"ROUND(AP138*Beregn1!$G$30,4)","v":0},{"$f":"ROUND(AQ138*Beregn1!$G$30,4)","v":0},{"$f":"ROUND(AR138*Beregn1!$G$30,4)","v":0},{"$f":"ROUND(AS138*Beregn1!$G$30,4)","v":0},{"$f":"ROUND(AT138*Beregn1!$G$30,4)","v":0}]
[null,null,null,null,null,null,null,null,null,null,null,null,null,null,null,null,null,null,null,null,null,null,null,null,null,null,null,null,null,null,null,null,null,null,null,null,{"$f":"IF(OR(AH139=0,AH139=-1),Beregn1!$E$36,AH139)","v":41},true,{"$f":"IF(AND(AK139=41,AL139=FALSE),Beregn1!$E$36,AH139)","v":0},null,0,0,0,0,0,0,null,{"$f":"ROUND(AO139*Beregn1!$G$30,4)","v":0},{"$f":"ROUND(AP139*Beregn1!$G$30,4)","v":0},{"$f":"ROUND(AQ139*Beregn1!$G$30,4)","v":0},{"$f":"ROUND(AR139*Beregn1!$G$30,4)","v":0},{"$f":"ROUND(AS139*Beregn1!$G$30,4)","v":0},{"$f":"ROUND(AT139*Beregn1!$G$30,4)","v":0}]
[null,null,null,null,null,null,null,null,null,null,null,null,null,null,null,null,null,null,null,null,null,null,null,null,null,null,null,null,null,null,null,null,null,null,null,null,{"$f":"IF(OR(AH140=0,AH140=-1),Beregn1!$E$36,AH140)","v":41},true,{"$f":"IF(AND(AK140=41,AL140=FALSE),Beregn1!$E$36,AH140)","v":0},null,0,0,0,0,0,0,null,{"$f":"ROUND(AO140*Beregn1!$G$30,4)","v":0},{"$f":"ROUND(AP140*Beregn1!$G$30,4)","v":0},{"$f":"ROUND(AQ140*Beregn1!$G$30,4)","v":0},{"$f":"ROUND(AR140*Beregn1!$G$30,4)","v":0},{"$f":"ROUND(AS140*Beregn1!$G$30,4)","v":0},{"$f":"ROUND(AT140*Beregn1!$G$30,4)","v":0}]
[null,null,null,null,null,null,null,null,null,null,null,null,null,null,null,null,null,null,null,null,null,null,null,null,null,null,null,null,null,null,null,null,null,null,null,null,{"$f":"IF(OR(AH141=0,AH141=-1),Beregn1!$E$36,AH141)","v":41},true,{"$f":"IF(AND(AK141=41,AL141=FALSE),Beregn1!$E$36,AH141)","v":0},null,0,0,0,0,0,0,null,{"$f":"ROUND(AO141*Beregn1!$G$30,4)","v":0},{"$f":"ROUND(AP141*Beregn1!$G$30,4)","v":0},{"$f":"ROUND(AQ141*Beregn1!$G$30,4)","v":0},{"$f":"ROUND(AR141*Beregn1!$G$30,4)","v":0},{"$f":"ROUND(AS141*Beregn1!$G$30,4)","v":0},{"$f":"ROUND(AT141*Beregn1!$G$30,4)","v":0}]
[null,null,null,null,null,null,null,null,null,null,null,null,null,null,null,null,null,null,null,null,null,null,null,null,null,null,null,null,null,null,null,null,null,null,null,null,{"$f":"IF(OR(AH142=0,AH142=-1),Beregn1!$E$36,AH142)","v":41},true,{"$f":"IF(AND(AK142=41,AL142=FALSE),Beregn1!$E$36,AH142)","v":0},null,0,0,0,0,0,0,null,{"$f":"ROUND(AO142*Beregn1!$G$30,4)","v":0},{"$f":"ROUND(AP142*Beregn1!$G$30,4)","v":0},{"$f":"ROUND(AQ142*Beregn1!$G$30,4)","v":0},{"$f":"ROUND(AR142*Beregn1!$G$30,4)","v":0},{"$f":"ROUND(AS142*Beregn1!$G$30,4)","v":0},{"$f":"ROUND(AT142*Beregn1!$G$30,4)","v":0}]
[null,null,null,null,null,null,null,null,null,null,null,null,null,null,null,null,null,null,null,null,null,null,null,null,null,null,null,null,null,null,null,null,null,null,null,null,{"$f":"IF(OR(AH143=0,AH143=-1),Beregn1!$E$36,AH143)","v":41},true,{"$f":"IF(AND(AK143=41,AL143=FALSE),Beregn1!$E$36,AH143)","v":0},null,0,0,0,0,0,0,null,{"$f":"ROUND(AO143*Beregn1!$G$30,4)","v":0},{"$f":"ROUND(AP143*Beregn1!$G$30,4)","v":0},{"$f":"ROUND(AQ143*Beregn1!$G$30,4)","v":0},{"$f":"ROUND(AR143*Beregn1!$G$30,4)","v":0},{"$f":"ROUND(AS143*Beregn1!$G$30,4)","v":0},{"$f":"ROUND(AT143*Beregn1!$G$30,4)","v":0}]
[null,null,null,null,null,null,null,null,null,null,null,null,null,null,null,null,null,null,null,null,null,null,null,null,null,null,null,null,null,null,null,null,null,null,null,null,{"$f":"IF(OR(AH144=0,AH144=-1),Beregn1!$E$36,AH144)","v":41},true,{"$f":"IF(AND(AK144=41,AL144=FALSE),Beregn1!$E$36,AH144)","v":0},null,0,0,0,0,0,0,null,{"$f":"ROUND(AO144*Beregn1!$G$30,4)","v":0},{"$f":"ROUND(AP144*Beregn1!$G$30,4)","v":0},{"$f":"ROUND(AQ144*Beregn1!$G$30,4)","v":0},{"$f":"ROUND(AR144*Beregn1!$G$30,4)","v":0},{"$f":"ROUND(AS144*Beregn1!$G$30,4)","v":0},{"$f":"ROUND(AT144*Beregn1!$G$30,4)","v":0}]
[null,null,null,null,null,null,null,null,null,null,null,null,null,null,null,null,null,null,null,null,null,null,null,null,null,null,null,null,null,null,null,null,null,null,null,null,{"$f":"IF(OR(AH145=0,AH145=-1),Beregn1!$E$36,AH145)","v":41},true,{"$f":"IF(AND(AK145=41,AL145=FALSE),Beregn1!$E$36,AH145)","v":0},null,0,0,0,0,0,0,null,{"$f":"ROUND(AO145*Beregn1!$G$30,4)","v":0},{"$f":"ROUND(AP145*Beregn1!$G$30,4)","v":0},{"$f":"ROUND(AQ145*Beregn1!$G$30,4)","v":0},{"$f":"ROUND(AR145*Beregn1!$G$30,4)","v":0},{"$f":"ROUND(AS145*Beregn1!$G$30,4)","v":0},{"$f":"ROUND(AT145*Beregn1!$G$30,4)","v":0}]
[null,null,null,null,null,null,null,null,null,null,null,null,null,null,null,null,null,null,null,null,null,null,null,null,null,null,null,null,null,null,null,null,null,null,null,null,{"$f":"IF(OR(AH146=0,AH146=-1),Beregn1!$E$36,AH146)","v":41},true,{"$f":"IF(AND(AK146=41,AL146=FALSE),Beregn1!$E$36,AH146)","v":0},null,0,0,0,0,0,0,null,{"$f":"ROUND(AO146*Beregn1!$G$30,4)","v":0},{"$f":"ROUND(AP146*Beregn1!$G$30,4)","v":0},{"$f":"ROUND(AQ146*Beregn1!$G$30,4)","v":0},{"$f":"ROUND(AR146*Beregn1!$G$30,4)","v":0},{"$f":"ROUND(AS146*Beregn1!$G$30,4)","v":0},{"$f":"ROUND(AT146*Beregn1!$G$30,4)","v":0}]
[null,null,null,null,null,null,null,null,null,null,null,null,null,null,null,null,null,null,null,null,null,null,null,null,null,null,null,null,null,null,null,null,null,null,null,null,{"$f":"IF(OR(AH147=0,AH147=-1),Beregn1!$E$36,AH147)","v":41},true,{"$f":"IF(AND(AK147=41,AL147=FALSE),Beregn1!$E$36,AH147)","v":0},null,0,0,0,0,0,0,null,{"$f":"ROUND(AO147*Beregn1!$G$30,4)","v":0},{"$f":"ROUND(AP147*Beregn1!$G$30,4)","v":0},{"$f":"ROUND(AQ147*Beregn1!$G$30,4)","v":0},{"$f":"ROUND(AR147*Beregn1!$G$30,4)","v":0},{"$f":"ROUND(AS147*Beregn1!$G$30,4)","v":0},{"$f":"ROUND(AT147*Beregn1!$G$30,4)","v":0}]
[null,null,null,null,null,null,null,null,null,null,null,null,null,null,null,null,null,null,null,null,null,null,null,null,null,null,null,null,null,null,null,null,null,null,null,null,{"$f":"IF(OR(AH148=0,AH148=-1),Beregn1!$E$36,AH148)","v":41},true,{"$f":"IF(AND(AK148=41,AL148=FALSE),Beregn1!$E$36,AH148)","v":0},null,0,0,0,0,0,0,null,{"$f":"ROUND(AO148*Beregn1!$G$30,4)","v":0},{"$f":"ROUND(AP148*Beregn1!$G$30,4)","v":0},{"$f":"ROUND(AQ148*Beregn1!$G$30,4)","v":0},{"$f":"ROUND(AR148*Beregn1!$G$30,4)","v":0},{"$f":"ROUND(AS148*Beregn1!$G$30,4)","v":0},{"$f":"ROUND(AT148*Beregn1!$G$30,4)","v":0}]
[null,null,null,null,null,null,null,null,null,null,null,null,null,null,null,null,null,null,null,null,null,null,null,null,null,null,null,null,null,null,null,null,null,null,null,null,{"$f":"IF(OR(AH149=0,AH149=-1),Beregn1!$E$36,AH149)","v":41},true,{"$f":"IF(AND(AK149=41,AL149=FALSE),Beregn1!$E$36,AH149)","v":0},null,0,0,0,0,0,0,null,{"$f":"ROUND(AO149*Beregn1!$G$30,4)","v":0},{"$f":"ROUND(AP149*Beregn1!$G$30,4)","v":0},{"$f":"ROUND(AQ149*Beregn1!$G$30,4)","v":0},{"$f":"ROUND(AR149*Beregn1!$G$30,4)","v":0},{"$f":"ROUND(AS149*Beregn1!$G$30,4)","v":0},{"$f":"ROUND(AT149*Beregn1!$G$30,4)","v":0}]
[null,null,null,null,null,null,null,null,null,null,null,null,null,null,null,null,null,null,null,null,null,null,null,null,null,null,null,null,null,null,null,null,null,null,null,null,{"$f":"IF(OR(AH150=0,AH150=-1),Beregn1!$E$36,AH150)","v":41},true,{"$f":"IF(AND(AK150=41,AL150=FALSE),Beregn1!$E$36,AH150)","v":0},null,0,0,0,0,0,0,null,{"$f":"ROUND(AO150*Beregn1!$G$30,4)","v":0},{"$f":"ROUND(AP150*Beregn1!$G$30,4)","v":0},{"$f":"ROUND(AQ150*Beregn1!$G$30,4)","v":0},{"$f":"ROUND(AR150*Beregn1!$G$30,4)","v":0},{"$f":"ROUND(AS150*Beregn1!$G$30,4)","v":0},{"$f":"ROUND(AT150*Beregn1!$G$30,4)","v":0}]
[null,null,null,null,null,null,null,null,null,null,null,null,null,null,null,null,null,null,null,null,null,null,null,null,null,null,null,null,null,null,null,null,null,null,null,null,{"$f":"IF(OR(AH151=0,AH151=-1),Beregn1!$E$36,AH151)","v":41},true,{"$f":"IF(AND(AK151=41,AL151=FALSE),Beregn1!$E$36,AH151)","v":0},null,0,0,0,0,0,0,null,{"$f":"ROUND(AO151*Beregn1!$G$30,4)","v":0},{"$f":"ROUND(AP151*Beregn1!$G$30,4)","v":0},{"$f":"ROUND(AQ151*Beregn1!$G$30,4)","v":0},{"$f":"ROUND(AR151*Beregn1!$G$30,4)","v":0},{"$f":"ROUND(AS151*Beregn1!$G$30,4)","v":0},{"$f":"ROUND(AT151*Beregn1!$G$30,4)","v":0}]
[null,null,null,null,null,null,null,null,null,null,null,null,null,null,null,null,null,null,null,null,null,null,null,null,null,null,null,null,null,null,null,null,null,null,null,null,{"$f":"IF(OR(AH152=0,AH152=-1),Beregn1!$E$36,AH152)","v":41},true,{"$f":"IF(AND(AK152=41,AL152=FALSE),Beregn1!$E$36,AH152)","v":0},null,0,0,0,0,0,0,null,{"$f":"ROUND(AO152*Beregn1!$G$30,4)","v":0},{"$f":"ROUND(AP152*Beregn1!$G$30,4)","v":0},{"$f":"ROUND(AQ152*Beregn1!$G$30,4)","v":0},{"$f":"ROUND(AR152*Beregn1!$G$30,4)","v":0},{"$f":"ROUND(AS152*Beregn1!$G$30,4)","v":0},{"$f":"ROUND(AT152*Beregn1!$G$30,4)","v":0}]
[null,null,null,null,null,null,null,null,null,null,null,null,null,null,null,null,null,null,null,null,null,null,null,null,null,null,null,null,null,null,null,null,null,null,null,null,{"$f":"IF(OR(AH153=0,AH153=-1),Beregn1!$E$36,AH153)","v":41},true,{"$f":"IF(AND(AK153=41,AL153=FALSE),Beregn1!$E$36,AH153)","v":0},null,0,0,0,0,0,0,null,{"$f":"ROUND(AO153*Beregn1!$G$30,4)","v":0},{"$f":"ROUND(AP153*Beregn1!$G$30,4)","v":0},{"$f":"ROUND(AQ153*Beregn1!$G$30,4)","v":0},{"$f":"ROUND(AR153*Beregn1!$G$30,4)","v":0},{"$f":"ROUND(AS153*Beregn1!$G$30,4)","v":0},{"$f":"ROUND(AT153*Beregn1!$G$30,4)","v":0}]
[null,null,null,null,null,null,null,null,null,null,null,null,null,null,null,null,null,null,null,null,null,null,null,null,null,null,null,null,null,null,null,null,null,null,null,null,{"$f":"IF(OR(AH154=0,AH154=-1),Beregn1!$E$36,AH154)","v":41},true,{"$f":"IF(AND(AK154=41,AL154=FALSE),Beregn1!$E$36,AH154)","v":0},null,0,0,0,0,0,0,null,{"$f":"ROUND(AO154*Beregn1!$G$30,4)","v":0},{"$f":"ROUND(AP154*Beregn1!$G$30,4)","v":0},{"$f":"ROUND(AQ154*Beregn1!$G$30,4)","v":0},{"$f":"ROUND(AR154*Beregn1!$G$30,4)","v":0},{"$f":"ROUND(AS154*Beregn1!$G$30,4)","v":0},{"$f":"ROUND(AT154*Beregn1!$G$30,4)","v":0}]
[null,null,null,null,null,null,null,null,null,null,null,null,null,null,null,null,null,null,null,null,null,null,null,null,null,null,null,null,null,null,null,null,null,null,null,null,{"$f":"IF(OR(AH155=0,AH155=-1),Beregn1!$E$36,AH155)","v":41},true,{"$f":"IF(AND(AK155=41,AL155=FALSE),Beregn1!$E$36,AH155)","v":0},null,0,0,0,0,0,0,null,{"$f":"ROUND(AO155*Beregn1!$G$30,4)","v":0},{"$f":"ROUND(AP155*Beregn1!$G$30,4)","v":0},{"$f":"ROUND(AQ155*Beregn1!$G$30,4)","v":0},{"$f":"ROUND(AR155*Beregn1!$G$30,4)","v":0},{"$f":"ROUND(AS155*Beregn1!$G$30,4)","v":0},{"$f":"ROUND(AT155*Beregn1!$G$30,4)","v":0}]
[null,null,null,null,null,null,null,null,null,null,null,null,null,null,null,null,null,null,null,null,null,null,null,null,null,null,null,null,null,null,null,null,null,null,null,null,{"$f":"IF(OR(AH156=0,AH156=-1),Beregn1!$E$36,AH156)","v":41},true,{"$f":"IF(AND(AK156=41,AL156=FALSE),Beregn1!$E$36,AH156)","v":0},null,0,0,0,0,0,0,null,{"$f":"ROUND(AO156*Beregn1!$G$30,4)","v":0},{"$f":"ROUND(AP156*Beregn1!$G$30,4)","v":0},{"$f":"ROUND(AQ156*Beregn1!$G$30,4)","v":0},{"$f":"ROUND(AR156*Beregn1!$G$30,4)","v":0},{"$f":"ROUND(AS156*Beregn1!$G$30,4)","v":0},{"$f":"ROUND(AT156*Beregn1!$G$30,4)","v":0}]
[null,null,null,null,null,null,null,null,null,null,null,null,null,null,null,null,null,null,null,null,null,null,null,null,null,null,null,null,null,null,null,null,null,null,null,null,{"$f":"IF(OR(AH157=0,AH157=-1),Beregn1!$E$36,AH157)","v":41},true,{"$f":"IF(AND(AK157=41,AL157=FALSE),Beregn1!$E$36,AH157)","v":0},null,0,0,0,0,0,0,null,{"$f":"ROUND(AO157*Beregn1!$G$30,4)","v":0},{"$f":"ROUND(AP157*Beregn1!$G$30,4)","v":0},{"$f":"ROUND(AQ157*Beregn1!$G$30,4)","v":0},{"$f":"ROUND(AR157*Beregn1!$G$30,4)","v":0},{"$f":"ROUND(AS157*Beregn1!$G$30,4)","v":0},{"$f":"ROUND(AT157*Beregn1!$G$30,4)","v":0}]
[null,null,null,null,null,null,null,null,null,null,null,null,null,null,null,null,null,null,null,null,null,null,null,null,null,null,null,null,null,null,null,null,null,null,null,null,{"$f":"IF(OR(AH158=0,AH158=-1),Beregn1!$E$36,AH158)","v":41},true,{"$f":"IF(AND(AK158=41,AL158=FALSE),Beregn1!$E$36,AH158)","v":0},null,0,0,0,0,0,0,null,{"$f":"ROUND(AO158*Beregn1!$G$30,4)","v":0},{"$f":"ROUND(AP158*Beregn1!$G$30,4)","v":0},{"$f":"ROUND(AQ158*Beregn1!$G$30,4)","v":0},{"$f":"ROUND(AR158*Beregn1!$G$30,4)","v":0},{"$f":"ROUND(AS158*Beregn1!$G$30,4)","v":0},{"$f":"ROUND(AT158*Beregn1!$G$30,4)","v":0}]
[null,null,null,null,null,null,null,null,null,null,null,null,null,null,null,null,null,null,null,null,null,null,null,null,null,null,null,null,null,null,null,null,null,null,null,null,{"$f":"IF(OR(AH159=0,AH159=-1),Beregn1!$E$36,AH159)","v":41},true,{"$f":"IF(AND(AK159=41,AL159=FALSE),Beregn1!$E$36,AH159)","v":0},null,0,0,0,0,0,0,null,{"$f":"ROUND(AO159*Beregn1!$G$30,4)","v":0},{"$f":"ROUND(AP159*Beregn1!$G$30,4)","v":0},{"$f":"ROUND(AQ159*Beregn1!$G$30,4)","v":0},{"$f":"ROUND(AR159*Beregn1!$G$30,4)","v":0},{"$f":"ROUND(AS159*Beregn1!$G$30,4)","v":0},{"$f":"ROUND(AT159*Beregn1!$G$30,4)","v":0}]
[null,null,null,null,null,null,null,null,null,null,null,null,null,null,null,null,null,null,null,null,null,null,null,null,null,null,null,null,null,null,null,null,null,null,null,null,{"$f":"IF(OR(AH160=0,AH160=-1),Beregn1!$E$36,AH160)","v":41},true,{"$f":"IF(AND(AK160=41,AL160=FALSE),Beregn1!$E$36,AH160)","v":0},null,0,0,0,0,0,0,null,{"$f":"ROUND(AO160*Beregn1!$G$30,4)","v":0},{"$f":"ROUND(AP160*Beregn1!$G$30,4)","v":0},{"$f":"ROUND(AQ160*Beregn1!$G$30,4)","v":0},{"$f":"ROUND(AR160*Beregn1!$G$30,4)","v":0},{"$f":"ROUND(AS160*Beregn1!$G$30,4)","v":0},{"$f":"ROUND(AT160*Beregn1!$G$30,4)","v":0}]
[null,null,null,null,null,null,null,null,null,null,null,null,null,null,null,null,null,null,null,null,null,null,null,null,null,null,null,null,null,null,null,null,null,null,null,null,{"$f":"IF(OR(AH161=0,AH161=-1),Beregn1!$E$36,AH161)","v":41},true,{"$f":"IF(AND(AK161=41,AL161=FALSE),Beregn1!$E$36,AH161)","v":0},null,0,0,0,0,0,0,null,{"$f":"ROUND(AO161*Beregn1!$G$30,4)","v":0},{"$f":"ROUND(AP161*Beregn1!$G$30,4)","v":0},{"$f":"ROUND(AQ161*Beregn1!$G$30,4)","v":0},{"$f":"ROUND(AR161*Beregn1!$G$30,4)","v":0},{"$f":"ROUND(AS161*Beregn1!$G$30,4)","v":0},{"$f":"ROUND(AT161*Beregn1!$G$30,4)","v":0}]
[null,null,null,null,null,null,null,null,null,null,null,null,null,null,null,null,null,null,null,null,null,null,null,null,null,null,null,null,null,null,null,null,null,null,null,null,{"$f":"IF(OR(AH162=0,AH162=-1),Beregn1!$E$36,AH162)","v":41},true,{"$f":"IF(AND(AK162=41,AL162=FALSE),Beregn1!$E$36,AH162)","v":0},null,0,0,0,0,0,0,null,{"$f":"ROUND(AO162*Beregn1!$G$30,4)","v":0},{"$f":"ROUND(AP162*Beregn1!$G$30,4)","v":0},{"$f":"ROUND(AQ162*Beregn1!$G$30,4)","v":0},{"$f":"ROUND(AR162*Beregn1!$G$30,4)","v":0},{"$f":"ROUND(AS162*Beregn1!$G$30,4)","v":0},{"$f":"ROUND(AT162*Beregn1!$G$30,4)","v":0}]
[null,null,null,null,null,null,null,null,null,null,null,null,null,null,null,null,null,null,null,null,null,null,null,null,null,null,null,null,null,null,null,null,null,null,null,null,{"$f":"IF(OR(AH163=0,AH163=-1),Beregn1!$E$36,AH163)","v":41},true,{"$f":"IF(AND(AK163=41,AL163=FALSE),Beregn1!$E$36,AH163)","v":0},null,0,0,0,0,0,0,null,{"$f":"ROUND(AO163*Beregn1!$G$30,4)","v":0},{"$f":"ROUND(AP163*Beregn1!$G$30,4)","v":0},{"$f":"ROUND(AQ163*Beregn1!$G$30,4)","v":0},{"$f":"ROUND(AR163*Beregn1!$G$30,4)","v":0},{"$f":"ROUND(AS163*Beregn1!$G$30,4)","v":0},{"$f":"ROUND(AT163*Beregn1!$G$30,4)","v":0}]
[null,null,null,null,null,null,null,null,null,null,null,null,null,null,null,null,null,null,null,null,null,null,null,null,null,null,null,null,null,null,null,null,null,null,null,null,{"$f":"IF(OR(AH164=0,AH164=-1),Beregn1!$E$36,AH164)","v":41},true,{"$f":"IF(AND(AK164=41,AL164=FALSE),Beregn1!$E$36,AH164)","v":0},null,0,0,0,0,0,0,null,{"$f":"ROUND(AO164*Beregn1!$G$30,4)","v":0},{"$f":"ROUND(AP164*Beregn1!$G$30,4)","v":0},{"$f":"ROUND(AQ164*Beregn1!$G$30,4)","v":0},{"$f":"ROUND(AR164*Beregn1!$G$30,4)","v":0},{"$f":"ROUND(AS164*Beregn1!$G$30,4)","v":0},{"$f":"ROUND(AT164*Beregn1!$G$30,4)","v":0}]
[null,null,null,null,null,null,null,null,null,null,null,null,null,null,null,null,null,null,null,null,null,null,null,null,null,null,null,null,null,null,null,null,null,null,null,null,{"$f":"IF(OR(AH165=0,AH165=-1),Beregn1!$E$36,AH165)","v":41},true,{"$f":"IF(AND(AK165=41,AL165=FALSE),Beregn1!$E$36,AH165)","v":0},null,0,0,0,0,0,0,null,{"$f":"ROUND(AO165*Beregn1!$G$30,4)","v":0},{"$f":"ROUND(AP165*Beregn1!$G$30,4)","v":0},{"$f":"ROUND(AQ165*Beregn1!$G$30,4)","v":0},{"$f":"ROUND(AR165*Beregn1!$G$30,4)","v":0},{"$f":"ROUND(AS165*Beregn1!$G$30,4)","v":0},{"$f":"ROUND(AT165*Beregn1!$G$30,4)","v":0}]
[null,null,null,null,null,null,null,null,null,null,null,null,null,null,null,null,null,null,null,null,null,null,null,null,null,null,null,null,null,null,null,null,null,null,null,null,{"$f":"IF(OR(AH166=0,AH166=-1),Beregn1!$E$36,AH166)","v":41},true,{"$f":"IF(AND(AK166=41,AL166=FALSE),Beregn1!$E$36,AH166)","v":0},null,0,0,0,0,0,0,null,{"$f":"ROUND(AO166*Beregn1!$G$30,4)","v":0},{"$f":"ROUND(AP166*Beregn1!$G$30,4)","v":0},{"$f":"ROUND(AQ166*Beregn1!$G$30,4)","v":0},{"$f":"ROUND(AR166*Beregn1!$G$30,4)","v":0},{"$f":"ROUND(AS166*Beregn1!$G$30,4)","v":0},{"$f":"ROUND(AT166*Beregn1!$G$30,4)","v":0}]
[null,null,null,null,null,null,null,null,null,null,null,null,null,null,null,null,null,null,null,null,null,null,null,null,null,null,null,null,null,null,null,null,null,null,null,null,{"$f":"IF(OR(AH167=0,AH167=-1),Beregn1!$E$36,AH167)","v":41},true,{"$f":"IF(AND(AK167=41,AL167=FALSE),Beregn1!$E$36,AH167)","v":0},null,0,0,0,0,0,0,null,{"$f":"ROUND(AO167*Beregn1!$G$30,4)","v":0},{"$f":"ROUND(AP167*Beregn1!$G$30,4)","v":0},{"$f":"ROUND(AQ167*Beregn1!$G$30,4)","v":0},{"$f":"ROUND(AR167*Beregn1!$G$30,4)","v":0},{"$f":"ROUND(AS167*Beregn1!$G$30,4)","v":0},{"$f":"ROUND(AT167*Beregn1!$G$30,4)","v":0}]
[null,null,null,null,null,null,null,null,null,null,null,null,null,null,null,null,null,null,null,null,null,null,null,null,null,null,null,null,null,null,null,null,null,null,null,null,{"$f":"IF(OR(AH168=0,AH168=-1),Beregn1!$E$36,AH168)","v":41},true,{"$f":"IF(AND(AK168=41,AL168=FALSE),Beregn1!$E$36,AH168)","v":0},null,0,0,0,0,0,0,null,{"$f":"ROUND(AO168*Beregn1!$G$30,4)","v":0},{"$f":"ROUND(AP168*Beregn1!$G$30,4)","v":0},{"$f":"ROUND(AQ168*Beregn1!$G$30,4)","v":0},{"$f":"ROUND(AR168*Beregn1!$G$30,4)","v":0},{"$f":"ROUND(AS168*Beregn1!$G$30,4)","v":0},{"$f":"ROUND(AT168*Beregn1!$G$30,4)","v":0}]
[null,null,null,null,null,null,null,null,null,null,null,null,null,null,null,null,null,null,null,null,null,null,null,null,null,null,null,null,null,null,null,null,null,null,null,null,{"$f":"IF(OR(AH169=0,AH169=-1),Beregn1!$E$36,AH169)","v":41},true,{"$f":"IF(AND(AK169=41,AL169=FALSE),Beregn1!$E$36,AH169)","v":0},null,0,0,0,0,0,0,null,{"$f":"ROUND(AO169*Beregn1!$G$30,4)","v":0},{"$f":"ROUND(AP169*Beregn1!$G$30,4)","v":0},{"$f":"ROUND(AQ169*Beregn1!$G$30,4)","v":0},{"$f":"ROUND(AR169*Beregn1!$G$30,4)","v":0},{"$f":"ROUND(AS169*Beregn1!$G$30,4)","v":0},{"$f":"ROUND(AT169*Beregn1!$G$30,4)","v":0}]
[null,null,null,null,null,null,null,null,null,null,null,null,null,null,null,null,null,null,null,null,null,null,null,null,null,null,null,null,null,null,null,null,null,null,null,null,{"$f":"IF(OR(AH170=0,AH170=-1),Beregn1!$E$36,AH170)","v":41},true,{"$f":"IF(AND(AK170=41,AL170=FALSE),Beregn1!$E$36,AH170)","v":0},null,0,0,0,0,0,0,null,{"$f":"ROUND(AO170*Beregn1!$G$30,4)","v":0},{"$f":"ROUND(AP170*Beregn1!$G$30,4)","v":0},{"$f":"ROUND(AQ170*Beregn1!$G$30,4)","v":0},{"$f":"ROUND(AR170*Beregn1!$G$30,4)","v":0},{"$f":"ROUND(AS170*Beregn1!$G$30,4)","v":0},{"$f":"ROUND(AT170*Beregn1!$G$30,4)","v":0}]
[null,null,null,null,null,null,null,null,null,null,null,null,null,null,null,null,null,null,null,null,null,null,null,null,null,null,null,null,null,null,null,null,null,null,null,null,{"$f":"IF(OR(AH171=0,AH171=-1),Beregn1!$E$36,AH171)","v":41},true,{"$f":"IF(AND(AK171=41,AL171=FALSE),Beregn1!$E$36,AH171)","v":0},null,0,0,0,0,0,0,null,{"$f":"ROUND(AO171*Beregn1!$G$30,4)","v":0},{"$f":"ROUND(AP171*Beregn1!$G$30,4)","v":0},{"$f":"ROUND(AQ171*Beregn1!$G$30,4)","v":0},{"$f":"ROUND(AR171*Beregn1!$G$30,4)","v":0},{"$f":"ROUND(AS171*Beregn1!$G$30,4)","v":0},{"$f":"ROUND(AT171*Beregn1!$G$30,4)","v":0}]
[null,null,null,null,null,null,null,null,null,null,null,null,null,null,null,null,null,null,null,null,null,null,null,null,null,null,null,null,null,null,null,null,null,null,null,null,{"$f":"IF(OR(AH172=0,AH172=-1),Beregn1!$E$36,AH172)","v":41},true,{"$f":"IF(AND(AK172=41,AL172=FALSE),Beregn1!$E$36,AH172)","v":0},null,0,0,0,0,0,0,null,{"$f":"ROUND(AO172*Beregn1!$G$30,4)","v":0},{"$f":"ROUND(AP172*Beregn1!$G$30,4)","v":0},{"$f":"ROUND(AQ172*Beregn1!$G$30,4)","v":0},{"$f":"ROUND(AR172*Beregn1!$G$30,4)","v":0},{"$f":"ROUND(AS172*Beregn1!$G$30,4)","v":0},{"$f":"ROUND(AT172*Beregn1!$G$30,4)","v":0}]
[null,null,null,null,null,null,null,null,null,null,null,null,null,null,null,null,null,null,null,null,null,null,null,null,null,null,null,null,null,null,null,null,null,null,null,null,{"$f":"IF(OR(AH173=0,AH173=-1),Beregn1!$E$36,AH173)","v":41},true,{"$f":"IF(AND(AK173=41,AL173=FALSE),Beregn1!$E$36,AH173)","v":0},null,0,0,0,0,0,0,null,{"$f":"ROUND(AO173*Beregn1!$G$30,4)","v":0},{"$f":"ROUND(AP173*Beregn1!$G$30,4)","v":0},{"$f":"ROUND(AQ173*Beregn1!$G$30,4)","v":0},{"$f":"ROUND(AR173*Beregn1!$G$30,4)","v":0},{"$f":"ROUND(AS173*Beregn1!$G$30,4)","v":0},{"$f":"ROUND(AT173*Beregn1!$G$30,4)","v":0}]
[null,null,null,null,null,null,null,null,null,null,null,null,null,null,null,null,null,null,null,null,null,null,null,null,null,null,null,null,null,null,null,null,null,null,null,null,{"$f":"IF(OR(AH174=0,AH174=-1),Beregn1!$E$36,AH174)","v":41},true,{"$f":"IF(AND(AK174=41,AL174=FALSE),Beregn1!$E$36,AH174)","v":0},null,0,0,0,0,0,0,null,{"$f":"ROUND(AO174*Beregn1!$G$30,4)","v":0},{"$f":"ROUND(AP174*Beregn1!$G$30,4)","v":0},{"$f":"ROUND(AQ174*Beregn1!$G$30,4)","v":0},{"$f":"ROUND(AR174*Beregn1!$G$30,4)","v":0},{"$f":"ROUND(AS174*Beregn1!$G$30,4)","v":0},{"$f":"ROUND(AT174*Beregn1!$G$30,4)","v":0}]
[null,null,null,null,null,null,null,null,null,null,null,null,null,null,null,null,null,null,null,null,null,null,null,null,null,null,null,null,null,null,null,null,null,null,null,null,{"$f":"IF(OR(AH175=0,AH175=-1),Beregn1!$E$36,AH175)","v":41},true,{"$f":"IF(AND(AK175=41,AL175=FALSE),Beregn1!$E$36,AH175)","v":0},null,0,0,0,0,0,0,null,{"$f":"ROUND(AO175*Beregn1!$G$30,4)","v":0},{"$f":"ROUND(AP175*Beregn1!$G$30,4)","v":0},{"$f":"ROUND(AQ175*Beregn1!$G$30,4)","v":0},{"$f":"ROUND(AR175*Beregn1!$G$30,4)","v":0},{"$f":"ROUND(AS175*Beregn1!$G$30,4)","v":0},{"$f":"ROUND(AT175*Beregn1!$G$30,4)","v":0}]
[null,null,null,null,null,null,null,null,null,null,null,null,null,null,null,null,null,null,null,null,null,null,null,null,null,null,null,null,null,null,null,null,null,null,null,null,{"$f":"IF(OR(AH176=0,AH176=-1),Beregn1!$E$36,AH176)","v":41},true,{"$f":"IF(AND(AK176=41,AL176=FALSE),Beregn1!$E$36,AH176)","v":0},null,0,0,0,0,0,0,null,{"$f":"ROUND(AO176*Beregn1!$G$30,4)","v":0},{"$f":"ROUND(AP176*Beregn1!$G$30,4)","v":0},{"$f":"ROUND(AQ176*Beregn1!$G$30,4)","v":0},{"$f":"ROUND(AR176*Beregn1!$G$30,4)","v":0},{"$f":"ROUND(AS176*Beregn1!$G$30,4)","v":0},{"$f":"ROUND(AT176*Beregn1!$G$30,4)","v":0}]
[null,null,null,null,null,null,null,null,null,null,null,null,null,null,null,null,null,null,null,null,null,null,null,null,null,null,null,null,null,null,null,null,null,null,null,null,{"$f":"IF(OR(AH177=0,AH177=-1),Beregn1!$E$36,AH177)","v":41},true,{"$f":"IF(AND(AK177=41,AL177=FALSE),Beregn1!$E$36,AH177)","v":0},null,0,0,0,0,0,0,null,{"$f":"ROUND(AO177*Beregn1!$G$30,4)","v":0},{"$f":"ROUND(AP177*Beregn1!$G$30,4)","v":0},{"$f":"ROUND(AQ177*Beregn1!$G$30,4)","v":0},{"$f":"ROUND(AR177*Beregn1!$G$30,4)","v":0},{"$f":"ROUND(AS177*Beregn1!$G$30,4)","v":0},{"$f":"ROUND(AT177*Beregn1!$G$30,4)","v":0}]
[null,null,null,null,null,null,null,null,null,null,null,null,null,null,null,null,null,null,null,null,null,null,null,null,null,null,null,null,null,null,null,null,null,null,null,null,{"$f":"IF(OR(AH178=0,AH178=-1),Beregn1!$E$36,AH178)","v":41},true,{"$f":"IF(AND(AK178=41,AL178=FALSE),Beregn1!$E$36,AH178)","v":0},null,0,0,0,0,0,0,null,{"$f":"ROUND(AO178*Beregn1!$G$30,4)","v":0},{"$f":"ROUND(AP178*Beregn1!$G$30,4)","v":0},{"$f":"ROUND(AQ178*Beregn1!$G$30,4)","v":0},{"$f":"ROUND(AR178*Beregn1!$G$30,4)","v":0},{"$f":"ROUND(AS178*Beregn1!$G$30,4)","v":0},{"$f":"ROUND(AT178*Beregn1!$G$30,4)","v":0}]
[null,null,null,null,null,null,null,null,null,null,null,null,null,null,null,null,null,null,null,null,null,null,null,null,null,null,null,null,null,null,null,null,null,null,null,null,{"$f":"IF(OR(AH179=0,AH179=-1),Beregn1!$E$36,AH179)","v":41},true,{"$f":"IF(AND(AK179=41,AL179=FALSE),Beregn1!$E$36,AH179)","v":0},null,0,0,0,0,0,0,null,{"$f":"ROUND(AO179*Beregn1!$G$30,4)","v":0},{"$f":"ROUND(AP179*Beregn1!$G$30,4)","v":0},{"$f":"ROUND(AQ179*Beregn1!$G$30,4)","v":0},{"$f":"ROUND(AR179*Beregn1!$G$30,4)","v":0},{"$f":"ROUND(AS179*Beregn1!$G$30,4)","v":0},{"$f":"ROUND(AT179*Beregn1!$G$30,4)","v":0}]
[null,null,null,null,null,null,null,null,null,null,null,null,null,null,null,null,null,null,null,null,null,null,null,null,null,null,null,null,null,null,null,null,null,null,null,null,{"$f":"IF(OR(AH180=0,AH180=-1),Beregn1!$E$36,AH180)","v":41},true,{"$f":"IF(AND(AK180=41,AL180=FALSE),Beregn1!$E$36,AH180)","v":0},null,0,0,0,0,0,0,null,{"$f":"ROUND(AO180*Beregn1!$G$30,4)","v":0},{"$f":"ROUND(AP180*Beregn1!$G$30,4)","v":0},{"$f":"ROUND(AQ180*Beregn1!$G$30,4)","v":0},{"$f":"ROUND(AR180*Beregn1!$G$30,4)","v":0},{"$f":"ROUND(AS180*Beregn1!$G$30,4)","v":0},{"$f":"ROUND(AT180*Beregn1!$G$30,4)","v":0}]
[null,null,null,null,null,null,null,null,null,null,null,null,null,null,null,null,null,null,null,null,null,null,null,null,null,null,null,null,null,null,null,null,null,null,null,null,{"$f":"IF(OR(AH181=0,AH181=-1),Beregn1!$E$36,AH181)","v":41},true,{"$f":"IF(AND(AK181=41,AL181=FALSE),Beregn1!$E$36,AH181)","v":0},null,0,0,0,0,0,0,null,{"$f":"ROUND(AO181*Beregn1!$G$30,4)","v":0},{"$f":"ROUND(AP181*Beregn1!$G$30,4)","v":0},{"$f":"ROUND(AQ181*Beregn1!$G$30,4)","v":0},{"$f":"ROUND(AR181*Beregn1!$G$30,4)","v":0},{"$f":"ROUND(AS181*Beregn1!$G$30,4)","v":0},{"$f":"ROUND(AT181*Beregn1!$G$30,4)","v":0}]
[null,null,null,null,null,null,null,null,null,null,null,null,null,null,null,null,null,null,null,null,null,null,null,null,null,null,null,null,null,null,null,null,null,null,null,null,{"$f":"IF(OR(AH182=0,AH182=-1),Beregn1!$E$36,AH182)","v":41},true,{"$f":"IF(AND(AK182=41,AL182=FALSE),Beregn1!$E$36,AH182)","v":0},null,0,0,0,0,0,0,null,{"$f":"ROUND(AO182*Beregn1!$G$30,4)","v":0},{"$f":"ROUND(AP182*Beregn1!$G$30,4)","v":0},{"$f":"ROUND(AQ182*Beregn1!$G$30,4)","v":0},{"$f":"ROUND(AR182*Beregn1!$G$30,4)","v":0},{"$f":"ROUND(AS182*Beregn1!$G$30,4)","v":0},{"$f":"ROUND(AT182*Beregn1!$G$30,4)","v":0}]
[null,null,null,null,null,null,null,null,null,null,null,null,null,null,null,null,null,null,null,null,null,null,null,null,null,null,null,null,null,null,null,null,null,null,null,null,{"$f":"IF(OR(AH183=0,AH183=-1),Beregn1!$E$36,AH183)","v":41},true,{"$f":"IF(AND(AK183=41,AL183=FALSE),Beregn1!$E$36,AH183)","v":0},null,0,0,0,0,0,0,null,{"$f":"ROUND(AO183*Beregn1!$G$30,4)","v":0},{"$f":"ROUND(AP183*Beregn1!$G$30,4)","v":0},{"$f":"ROUND(AQ183*Beregn1!$G$30,4)","v":0},{"$f":"ROUND(AR183*Beregn1!$G$30,4)","v":0},{"$f":"ROUND(AS183*Beregn1!$G$30,4)","v":0},{"$f":"ROUND(AT183*Beregn1!$G$30,4)","v":0}]
[null,null,null,null,null,null,null,null,null,null,null,null,null,null,null,null,null,null,null,null,null,null,null,null,null,null,null,null,null,null,null,null,null,null,null,null,{"$f":"IF(OR(AH184=0,AH184=-1),Beregn1!$E$36,AH184)","v":41},true,{"$f":"IF(AND(AK184=41,AL184=FALSE),Beregn1!$E$36,AH184)","v":0},null,0,0,0,0,0,0,null,{"$f":"ROUND(AO184*Beregn1!$G$30,4)","v":0},{"$f":"ROUND(AP184*Beregn1!$G$30,4)","v":0},{"$f":"ROUND(AQ184*Beregn1!$G$30,4)","v":0},{"$f":"ROUND(AR184*Beregn1!$G$30,4)","v":0},{"$f":"ROUND(AS184*Beregn1!$G$30,4)","v":0},{"$f":"ROUND(AT184*Beregn1!$G$30,4)","v":0}]
[null,null,null,null,null,null,null,null,null,null,null,null,null,null,null,null,null,null,null,null,null,null,null,null,null,null,null,null,null,null,null,null,null,null,null,null,{"$f":"IF(OR(AH185=0,AH185=-1),Beregn1!$E$36,AH185)","v":41},true,{"$f":"IF(AND(AK185=41,AL185=FALSE),Beregn1!$E$36,AH185)","v":0},null,0,0,0,0,0,0,null,{"$f":"ROUND(AO185*Beregn1!$G$30,4)","v":0},{"$f":"ROUND(AP185*Beregn1!$G$30,4)","v":0},{"$f":"ROUND(AQ185*Beregn1!$G$30,4)","v":0},{"$f":"ROUND(AR185*Beregn1!$G$30,4)","v":0},{"$f":"ROUND(AS185*Beregn1!$G$30,4)","v":0},{"$f":"ROUND(AT185*Beregn1!$G$30,4)","v":0}]
[null,null,null,null,null,null,null,null,null,null,null,null,null,null,null,null,null,null,null,null,null,null,null,null,null,null,null,null,null,null,null,null,null,null,null,null,{"$f":"IF(OR(AH186=0,AH186=-1),Beregn1!$E$36,AH186)","v":41},true,{"$f":"IF(AND(AK186=41,AL186=FALSE),Beregn1!$E$36,AH186)","v":0},null,0,0,0,0,0,0,null,{"$f":"ROUND(AO186*Beregn1!$G$30,4)","v":0},{"$f":"ROUND(AP186*Beregn1!$G$30,4)","v":0},{"$f":"ROUND(AQ186*Beregn1!$G$30,4)","v":0},{"$f":"ROUND(AR186*Beregn1!$G$30,4)","v":0},{"$f":"ROUND(AS186*Beregn1!$G$30,4)","v":0},{"$f":"ROUND(AT186*Beregn1!$G$30,4)","v":0}]
[null,null,null,null,null,null,null,null,null,null,null,null,null,null,null,null,null,null,null,null,null,null,null,null,null,null,null,null,null,null,null,null,null,null,null,null,{"$f":"IF(OR(AH187=0,AH187=-1),Beregn1!$E$36,AH187)","v":41},true,{"$f":"IF(AND(AK187=41,AL187=FALSE),Beregn1!$E$36,AH187)","v":0},null,0,0,0,0,0,0,null,{"$f":"ROUND(AO187*Beregn1!$G$30,4)","v":0},{"$f":"ROUND(AP187*Beregn1!$G$30,4)","v":0},{"$f":"ROUND(AQ187*Beregn1!$G$30,4)","v":0},{"$f":"ROUND(AR187*Beregn1!$G$30,4)","v":0},{"$f":"ROUND(AS187*Beregn1!$G$30,4)","v":0},{"$f":"ROUND(AT187*Beregn1!$G$30,4)","v":0}]
[null,null,null,null,null,null,null,null,null,null,null,null,null,null,null,null,null,null,null,null,null,null,null,null,null,null,null,null,null,null,null,null,null,null,null,null,{"$f":"IF(OR(AH188=0,AH188=-1),Beregn1!$E$36,AH188)","v":41},true,{"$f":"IF(AND(AK188=41,AL188=FALSE),Beregn1!$E$36,AH188)","v":0},null,0,0,0,0,0,0,null,{"$f":"ROUND(AO188*Beregn1!$G$30,4)","v":0},{"$f":"ROUND(AP188*Beregn1!$G$30,4)","v":0},{"$f":"ROUND(AQ188*Beregn1!$G$30,4)","v":0},{"$f":"ROUND(AR188*Beregn1!$G$30,4)","v":0},{"$f":"ROUND(AS188*Beregn1!$G$30,4)","v":0},{"$f":"ROUND(AT188*Beregn1!$G$30,4)","v":0}]
[null,null,null,null,null,null,null,null,null,null,null,null,null,null,null,null,null,null,null,null,null,null,null,null,null,null,null,null,null,null,null,null,null,null,null,null,{"$f":"IF(OR(AH189=0,AH189=-1),Beregn1!$E$36,AH189)","v":41},true,{"$f":"IF(AND(AK189=41,AL189=FALSE),Beregn1!$E$36,AH189)","v":0},null,0,0,0,0,0,0,null,{"$f":"ROUND(AO189*Beregn1!$G$30,4)","v":0},{"$f":"ROUND(AP189*Beregn1!$G$30,4)","v":0},{"$f":"ROUND(AQ189*Beregn1!$G$30,4)","v":0},{"$f":"ROUND(AR189*Beregn1!$G$30,4)","v":0},{"$f":"ROUND(AS189*Beregn1!$G$30,4)","v":0},{"$f":"ROUND(AT189*Beregn1!$G$30,4)","v":0}]
[null,null,null,null,null,null,null,null,null,null,null,null,null,null,null,null,null,null,null,null,null,null,null,null,null,null,null,null,null,null,null,null,null,null,null,null,{"$f":"IF(OR(AH190=0,AH190=-1),Beregn1!$E$36,AH190)","v":41},true,{"$f":"IF(AND(AK190=41,AL190=FALSE),Beregn1!$E$36,AH190)","v":0},null,0,0,0,0,0,0,null,{"$f":"ROUND(AO190*Beregn1!$G$30,4)","v":0},{"$f":"ROUND(AP190*Beregn1!$G$30,4)","v":0},{"$f":"ROUND(AQ190*Beregn1!$G$30,4)","v":0},{"$f":"ROUND(AR190*Beregn1!$G$30,4)","v":0},{"$f":"ROUND(AS190*Beregn1!$G$30,4)","v":0},{"$f":"ROUND(AT190*Beregn1!$G$30,4)","v":0}]
[null,null,null,null,null,null,null,null,null,null,null,null,null,null,null,null,null,null,null,null,null,null,null,null,null,null,null,null,null,null,null,null,null,null,null,null,{"$f":"IF(OR(AH191=0,AH191=-1),Beregn1!$E$36,AH191)","v":41},true,{"$f":"IF(AND(AK191=41,AL191=FALSE),Beregn1!$E$36,AH191)","v":0},null,0,0,0,0,0,0,null,{"$f":"ROUND(AO191*Beregn1!$G$30,4)","v":0},{"$f":"ROUND(AP191*Beregn1!$G$30,4)","v":0},{"$f":"ROUND(AQ191*Beregn1!$G$30,4)","v":0},{"$f":"ROUND(AR191*Beregn1!$G$30,4)","v":0},{"$f":"ROUND(AS191*Beregn1!$G$30,4)","v":0},{"$f":"ROUND(AT191*Beregn1!$G$30,4)","v":0}]
[null,null,null,null,null,null,null,null,null,null,null,null,null,null,null,null,null,null,null,null,null,null,null,null,null,null,null,null,null,null,null,null,null,null,null,null,{"$f":"IF(OR(AH192=0,AH192=-1),Beregn1!$E$36,AH192)","v":41},true,{"$f":"IF(AND(AK192=41,AL192=FALSE),Beregn1!$E$36,AH192)","v":0},null,0,0,0,0,0,0,null,{"$f":"ROUND(AO192*Beregn1!$G$30,4)","v":0},{"$f":"ROUND(AP192*Beregn1!$G$30,4)","v":0},{"$f":"ROUND(AQ192*Beregn1!$G$30,4)","v":0},{"$f":"ROUND(AR192*Beregn1!$G$30,4)","v":0},{"$f":"ROUND(AS192*Beregn1!$G$30,4)","v":0},{"$f":"ROUND(AT192*Beregn1!$G$30,4)","v":0}]
[null,null,null,null,null,null,null,null,null,null,null,null,null,null,null,null,null,null,null,null,null,null,null,null,null,null,null,null,null,null,null,null,null,null,null,null,{"$f":"IF(OR(AH193=0,AH193=-1),Beregn1!$E$36,AH193)","v":41},true,{"$f":"IF(AND(AK193=41,AL193=FALSE),Beregn1!$E$36,AH193)","v":0},null,0,0,0,0,0,0,null,{"$f":"ROUND(AO193*Beregn1!$G$30,4)","v":0},{"$f":"ROUND(AP193*Beregn1!$G$30,4)","v":0},{"$f":"ROUND(AQ193*Beregn1!$G$30,4)","v":0},{"$f":"ROUND(AR193*Beregn1!$G$30,4)","v":0},{"$f":"ROUND(AS193*Beregn1!$G$30,4)","v":0},{"$f":"ROUND(AT193*Beregn1!$G$30,4)","v":0}]
[null,null,null,null,null,null,null,null,null,null,null,null,null,null,null,null,null,null,null,null,null,null,null,null,null,null,null,null,null,null,null,null,null,null,null,null,{"$f":"IF(OR(AH194=0,AH194=-1),Beregn1!$E$36,AH194)","v":41},true,{"$f":"IF(AND(AK194=41,AL194=FALSE),Beregn1!$E$36,AH194)","v":0},null,{"$f":"INDEX($W194:$AI194,MATCH(\"Infiltrated\",$W$1:$AI$1,0))","v":0},{"$f":"INDEX($W194:$AI194,MATCH(\"Evaporated\",$W$1:$AI$1,0))","v":0},{"$f":"INDEX($W194:$AI194,MATCH(\"Drained\",$W$1:$AI$1,0))","v":0},{"$f":"INDEX($W194:$AI194,MATCH(\"Overflow\",$W$1:$AI$1,0))","v":0},{"$f":"AM194","v":0},{"$f":"INDEX($W194:$AI194,MATCH(\"Available_Volume\",$W$1:$AI$1,0))","v":0},null,{"$f":"ROUND(AO194*Beregn1!$G$30,4)","v":0},{"$f":"ROUND(AP194*Beregn1!$G$30,4)","v":0},{"$f":"ROUND(AQ194*Beregn1!$G$30,4)","v":0},{"$f":"ROUND(AR194*Beregn1!$G$30,4)","v":0},{"$f":"ROUND(AS194*Beregn1!$G$30,4)","v":0},{"$f":"ROUND(AT194*Beregn1!$G$30,4)","v":0}]
[null,null,null,null,null,null,null,null,null,null,null,null,null,null,null,null,null,null,null,null,null,null,null,null,null,null,null,null,null,null,null,null,null,null,null,null,{"$f":"IF(OR(AH195=0,AH195=-1),Beregn1!$E$36,AH195)","v":41},{"$f":"ISBLANK(AH195)","v":true},{"$f":"IF(AND(AK195=41,AL195=FALSE),Beregn1!$E$36,AH195)","v":0},null,0,0,0,0,0,0,null,{"$f":"ROUND(AO195*Beregn1!$G$30,4)","v":0},{"$f":"ROUND(AP195*Beregn1!$G$30,4)","v":0},{"$f":"ROUND(AQ195*Beregn1!$G$30,4)","v":0},{"$f":"ROUND(AR195*Beregn1!$G$30,4)","v":0},{"$f":"ROUND(AS195*Beregn1!$G$30,4)","v":0},{"$f":"ROUND(AT195*Beregn1!$G$30,4)","v":0}]
[null,null,null,null,null,null,null,null,null,null,null,null,null,null,null,null,null,null,null,null,null,null,null,null,null,null,null,null,null,null,null,null,null,null,null,null,{"$f":"IF(OR(AH196=0,AH196=-1),Beregn1!$E$36,AH196)","v":41},true,{"$f":"IF(AND(AK196=41,AL196=FALSE),Beregn1!$E$36,AH196)","v":0},null,0,0,0,0,0,0,null,{"$f":"ROUND(AO196*Beregn1!$G$30,4)","v":0},{"$f":"ROUND(AP196*Beregn1!$G$30,4)","v":0},{"$f":"ROUND(AQ196*Beregn1!$G$30,4)","v":0},{"$f":"ROUND(AR196*Beregn1!$G$30,4)","v":0},{"$f":"ROUND(AS196*Beregn1!$G$30,4)","v":0},{"$f":"ROUND(AT196*Beregn1!$G$30,4)","v":0}]
[null,null,null,null,null,null,null,null,null,null,null,null,null,null,null,null,null,null,null,null,null,null,null,null,null,null,null,null,null,null,null,null,null,null,null,null,{"$f":"IF(OR(AH197=0,AH197=-1),Beregn1!$E$36,AH197)","v":41},true,{"$f":"IF(AND(AK197=41,AL197=FALSE),Beregn1!$E$36,AH197)","v":0},null,0,0,0,0,0,0,null,{"$f":"ROUND(AO197*Beregn1!$G$30,4)","v":0},{"$f":"ROUND(AP197*Beregn1!$G$30,4)","v":0},{"$f":"ROUND(AQ197*Beregn1!$G$30,4)","v":0},{"$f":"ROUND(AR197*Beregn1!$G$30,4)","v":0},{"$f":"ROUND(AS197*Beregn1!$G$30,4)","v":0},{"$f":"ROUND(AT197*Beregn1!$G$30,4)","v":0}]
[null,null,null,null,null,null,null,null,null,null,null,null,null,null,null,null,null,null,null,null,null,null,null,null,null,null,null,null,null,null,null,null,null,null,null,null,{"$f":"IF(OR(AH198=0,AH198=-1),Beregn1!$E$36,AH198)","v":41},true,{"$f":"IF(AND(AK198=41,AL198=FALSE),Beregn1!$E$36,AH198)","v":0},null,0,0,0,0,0,0,null,{"$f":"ROUND(AO198*Beregn1!$G$30,4)","v":0},{"$f":"ROUND(AP198*Beregn1!$G$30,4)","v":0},{"$f":"ROUND(AQ198*Beregn1!$G$30,4)","v":0},{"$f":"ROUND(AR198*Beregn1!$G$30,4)","v":0},{"$f":"ROUND(AS198*Beregn1!$G$30,4)","v":0},{"$f":"ROUND(AT198*Beregn1!$G$30,4)","v":0}]
[null,null,null,null,null,null,null,null,null,null,null,null,null,null,null,null,null,null,null,null,null,null,null,null,null,null,null,null,null,null,null,null,null,null,null,null,{"$f":"IF(OR(AH199=0,AH199=-1),Beregn1!$E$36,AH199)","v":41},true,{"$f":"IF(AND(AK199=41,AL199=FALSE),Beregn1!$E$36,AH199)","v":0},null,0,0,0,0,0,0,null,{"$f":"ROUND(AO199*Beregn1!$G$30,4)","v":0},{"$f":"ROUND(AP199*Beregn1!$G$30,4)","v":0},{"$f":"ROUND(AQ199*Beregn1!$G$30,4)","v":0},{"$f":"ROUND(AR199*Beregn1!$G$30,4)","v":0},{"$f":"ROUND(AS199*Beregn1!$G$30,4)","v":0},{"$f":"ROUND(AT199*Beregn1!$G$30,4)","v":0}]
[null,null,null,null,null,null,null,null,null,null,null,null,null,null,null,null,null,null,null,null,null,null,null,null,null,null,null,null,null,null,null,null,null,null,null,null,{"$f":"IF(OR(AH200=0,AH200=-1),Beregn1!$E$36,AH200)","v":41},true,{"$f":"IF(AND(AK200=41,AL200=FALSE),Beregn1!$E$36,AH200)","v":0},null,0,0,0,0,0,0,null,{"$f":"ROUND(AO200*Beregn1!$G$30,4)","v":0},{"$f":"ROUND(AP200*Beregn1!$G$30,4)","v":0},{"$f":"ROUND(AQ200*Beregn1!$G$30,4)","v":0},{"$f":"ROUND(AR200*Beregn1!$G$30,4)","v":0},{"$f":"ROUND(AS200*Beregn1!$G$30,4)","v":0},{"$f":"ROUND(AT200*Beregn1!$G$30,4)","v":0}]
[null,null,null,null,null,null,null,null,null,null,null,null,null,null,null,null,null,null,null,null,null,null,null,null,null,null,null,null,null,null,null,null,null,null,null,null,{"$f":"IF(OR(AH201=0,AH201=-1),Beregn1!$E$36,AH201)","v":41},true,{"$f":"IF(AND(AK201=41,AL201=FALSE),Beregn1!$E$36,AH201)","v":0},null,0,0,0,0,0,0,null,{"$f":"ROUND(AO201*Beregn1!$G$30,4)","v":0},{"$f":"ROUND(AP201*Beregn1!$G$30,4)","v":0},{"$f":"ROUND(AQ201*Beregn1!$G$30,4)","v":0},{"$f":"ROUND(AR201*Beregn1!$G$30,4)","v":0},{"$f":"ROUND(AS201*Beregn1!$G$30,4)","v":0},{"$f":"ROUND(AT201*Beregn1!$G$30,4)","v":0}]
[null,null,null,null,null,null,null,null,null,null,null,null,null,null,null,null,null,null,null,null,null,null,null,null,null,null,null,null,null,null,null,null,null,null,null,null,{"$f":"IF(OR(AH202=0,AH202=-1),Beregn1!$E$36,AH202)","v":41},true,{"$f":"IF(AND(AK202=41,AL202=FALSE),Beregn1!$E$36,AH202)","v":0},null,0,0,0,0,0,0,null,{"$f":"ROUND(AO202*Beregn1!$G$30,4)","v":0},{"$f":"ROUND(AP202*Beregn1!$G$30,4)","v":0},{"$f":"ROUND(AQ202*Beregn1!$G$30,4)","v":0},{"$f":"ROUND(AR202*Beregn1!$G$30,4)","v":0},{"$f":"ROUND(AS202*Beregn1!$G$30,4)","v":0},{"$f":"ROUND(AT202*Beregn1!$G$30,4)","v":0}]
[null,null,null,null,null,null,null,null,null,null,null,null,null,null,null,null,null,null,null,null,null,null,null,null,null,null,null,null,null,null,null,null,null,null,null,null,{"$f":"IF(OR(AH203=0,AH203=-1),Beregn1!$E$36,AH203)","v":41},true,{"$f":"IF(AND(AK203=41,AL203=FALSE),Beregn1!$E$36,AH203)","v":0},null,0,0,0,0,0,0,null,{"$f":"ROUND(AO203*Beregn1!$G$30,4)","v":0},{"$f":"ROUND(AP203*Beregn1!$G$30,4)","v":0},{"$f":"ROUND(AQ203*Beregn1!$G$30,4)","v":0},{"$f":"ROUND(AR203*Beregn1!$G$30,4)","v":0},{"$f":"ROUND(AS203*Beregn1!$G$30,4)","v":0},{"$f":"ROUND(AT203*Beregn1!$G$30,4)","v":0}]
[null,null,null,null,null,null,null,null,null,null,null,null,null,null,null,null,null,null,null,null,null,null,null,null,null,null,null,null,null,null,null,null,null,null,null,null,{"$f":"IF(OR(AH204=0,AH204=-1),Beregn1!$E$36,AH204)","v":41},true,{"$f":"IF(AND(AK204=41,AL204=FALSE),Beregn1!$E$36,AH204)","v":0},null,0,0,0,0,0,0,null,{"$f":"ROUND(AO204*Beregn1!$G$30,4)","v":0},{"$f":"ROUND(AP204*Beregn1!$G$30,4)","v":0},{"$f":"ROUND(AQ204*Beregn1!$G$30,4)","v":0},{"$f":"ROUND(AR204*Beregn1!$G$30,4)","v":0},{"$f":"ROUND(AS204*Beregn1!$G$30,4)","v":0},{"$f":"ROUND(AT204*Beregn1!$G$30,4)","v":0}]
[null,null,null,null,null,null,null,null,null,null,null,null,null,null,null,null,null,null,null,null,null,null,null,null,null,null,null,null,null,null,null,null,null,null,null,null,{"$f":"IF(OR(AH205=0,AH205=-1),Beregn1!$E$36,AH205)","v":41},true,{"$f":"IF(AND(AK205=41,AL205=FALSE),Beregn1!$E$36,AH205)","v":0},null,0,0,0,0,0,0,null,{"$f":"ROUND(AO205*Beregn1!$G$30,4)","v":0},{"$f":"ROUND(AP205*Beregn1!$G$30,4)","v":0},{"$f":"ROUND(AQ205*Beregn1!$G$30,4)","v":0},{"$f":"ROUND(AR205*Beregn1!$G$30,4)","v":0},{"$f":"ROUND(AS205*Beregn1!$G$30,4)","v":0},{"$f":"ROUND(AT205*Beregn1!$G$30,4)","v":0}]
[null,null,null,null,null,null,null,null,null,null,null,null,null,null,null,null,null,null,null,null,null,null,null,null,null,null,null,null,null,null,null,null,null,null,null,null,{"$f":"IF(OR(AH206=0,AH206=-1),Beregn1!$E$36,AH206)","v":41},true,{"$f":"IF(AND(AK206=41,AL206=FALSE),Beregn1!$E$36,AH206)","v":0},null,0,0,0,0,0,0,null,{"$f":"ROUND(AO206*Beregn1!$G$30,4)","v":0},{"$f":"ROUND(AP206*Beregn1!$G$30,4)","v":0},{"$f":"ROUND(AQ206*Beregn1!$G$30,4)","v":0},{"$f":"ROUND(AR206*Beregn1!$G$30,4)","v":0},{"$f":"ROUND(AS206*Beregn1!$G$30,4)","v":0},{"$f":"ROUND(AT206*Beregn1!$G$30,4)","v":0}]
[null,null,null,null,null,null,null,null,null,null,null,null,null,null,null,null,null,null,null,null,null,null,null,null,null,null,null,null,null,null,null,null,null,null,null,null,{"$f":"IF(OR(AH207=0,AH207=-1),Beregn1!$E$36,AH207)","v":41},true,{"$f":"IF(AND(AK207=41,AL207=FALSE),Beregn1!$E$36,AH207)","v":0},null,0,0,0,0,0,0,null,{"$f":"ROUND(AO207*Beregn1!$G$30,4)","v":0},{"$f":"ROUND(AP207*Beregn1!$G$30,4)","v":0},{"$f":"ROUND(AQ207*Beregn1!$G$30,4)","v":0},{"$f":"ROUND(AR207*Beregn1!$G$30,4)","v":0},{"$f":"ROUND(AS207*Beregn1!$G$30,4)","v":0},{"$f":"ROUND(AT207*Beregn1!$G$30,4)","v":0}]
[null,null,null,null,null,null,null,null,null,null,null,null,null,null,null,null,null,null,null,null,null,null,null,null,null,null,null,null,null,null,null,null,null,null,null,null,{"$f":"IF(OR(AH208=0,AH208=-1),Beregn1!$E$36,AH208)","v":41},true,{"$f":"IF(AND(AK208=41,AL208=FALSE),Beregn1!$E$36,AH208)","v":0},null,0,0,0,0,0,0,null,{"$f":"ROUND(AO208*Beregn1!$G$30,4)","v":0},{"$f":"ROUND(AP208*Beregn1!$G$30,4)","v":0},{"$f":"ROUND(AQ208*Beregn1!$G$30,4)","v":0},{"$f":"ROUND(AR208*Beregn1!$G$30,4)","v":0},{"$f":"ROUND(AS208*Beregn1!$G$30,4)","v":0},{"$f":"ROUND(AT208*Beregn1!$G$30,4)","v":0}]
[null,null,null,null,null,null,null,null,null,null,null,null,null,null,null,null,null,null,null,null,null,null,null,null,null,null,null,null,null,null,null,null,null,null,null,null,{"$f":"IF(OR(AH209=0,AH209=-1),Beregn1!$E$36,AH209)","v":41},true,{"$f":"IF(AND(AK209=41,AL209=FALSE),Beregn1!$E$36,AH209)","v":0},null,0,0,0,0,0,0,null,{"$f":"ROUND(AO209*Beregn1!$G$30,4)","v":0},{"$f":"ROUND(AP209*Beregn1!$G$30,4)","v":0},{"$f":"ROUND(AQ209*Beregn1!$G$30,4)","v":0},{"$f":"ROUND(AR209*Beregn1!$G$30,4)","v":0},{"$f":"ROUND(AS209*Beregn1!$G$30,4)","v":0},{"$f":"ROUND(AT209*Beregn1!$G$30,4)","v":0}]
[null,null,null,null,null,null,null,null,null,null,null,null,null,null,null,null,null,null,null,null,null,null,null,null,null,null,null,null,null,null,null,null,null,null,null,null,{"$f":"IF(OR(AH210=0,AH210=-1),Beregn1!$E$36,AH210)","v":41},true,{"$f":"IF(AND(AK210=41,AL210=FALSE),Beregn1!$E$36,AH210)","v":0},null,0,0,0,0,0,0,null,{"$f":"ROUND(AO210*Beregn1!$G$30,4)","v":0},{"$f":"ROUND(AP210*Beregn1!$G$30,4)","v":0},{"$f":"ROUND(AQ210*Beregn1!$G$30,4)","v":0},{"$f":"ROUND(AR210*Beregn1!$G$30,4)","v":0},{"$f":"ROUND(AS210*Beregn1!$G$30,4)","v":0},{"$f":"ROUND(AT210*Beregn1!$G$30,4)","v":0}]
[null,null,null,null,null,null,null,null,null,null,null,null,null,null,null,null,null,null,null,null,null,null,null,null,null,null,null,null,null,null,null,null,null,null,null,null,{"$f":"IF(OR(AH211=0,AH211=-1),Beregn1!$E$36,AH211)","v":41},true,{"$f":"IF(AND(AK211=41,AL211=FALSE),Beregn1!$E$36,AH211)","v":0},null,0,0,0,0,0,0,null,{"$f":"ROUND(AO211*Beregn1!$G$30,4)","v":0},{"$f":"ROUND(AP211*Beregn1!$G$30,4)","v":0},{"$f":"ROUND(AQ211*Beregn1!$G$30,4)","v":0},{"$f":"ROUND(AR211*Beregn1!$G$30,4)","v":0},{"$f":"ROUND(AS211*Beregn1!$G$30,4)","v":0},{"$f":"ROUND(AT211*Beregn1!$G$30,4)","v":0}]
[null,null,null,null,null,null,null,null,null,null,null,null,null,null,null,null,null,null,null,null,null,null,null,null,null,null,null,null,null,null,null,null,null,null,null,null,{"$f":"IF(OR(AH212=0,AH212=-1),Beregn1!$E$36,AH212)","v":41},true,{"$f":"IF(AND(AK212=41,AL212=FALSE),Beregn1!$E$36,AH212)","v":0},null,0,0,0,0,0,0,null,{"$f":"ROUND(AO212*Beregn1!$G$30,4)","v":0},{"$f":"ROUND(AP212*Beregn1!$G$30,4)","v":0},{"$f":"ROUND(AQ212*Beregn1!$G$30,4)","v":0},{"$f":"ROUND(AR212*Beregn1!$G$30,4)","v":0},{"$f":"ROUND(AS212*Beregn1!$G$30,4)","v":0},{"$f":"ROUND(AT212*Beregn1!$G$30,4)","v":0}]
[null,null,null,null,null,null,null,null,null,null,null,null,null,null,null,null,null,null,null,null,null,null,null,null,null,null,null,null,null,null,null,null,null,null,null,null,{"$f":"IF(OR(AH213=0,AH213=-1),Beregn1!$E$36,AH213)","v":41},true,{"$f":"IF(AND(AK213=41,AL213=FALSE),Beregn1!$E$36,AH213)","v":0},null,0,0,0,0,0,0,null,{"$f":"ROUND(AO213*Beregn1!$G$30,4)","v":0},{"$f":"ROUND(AP213*Beregn1!$G$30,4)","v":0},{"$f":"ROUND(AQ213*Beregn1!$G$30,4)","v":0},{"$f":"ROUND(AR213*Beregn1!$G$30,4)","v":0},{"$f":"ROUND(AS213*Beregn1!$G$30,4)","v":0},{"$f":"ROUND(AT213*Beregn1!$G$30,4)","v":0}]
[null,null,null,null,null,null,null,null,null,null,null,null,null,null,null,null,null,null,null,null,null,null,null,null,null,null,null,null,null,null,null,null,null,null,null,null,{"$f":"IF(OR(AH214=0,AH214=-1),Beregn1!$E$36,AH214)","v":41},true,{"$f":"IF(AND(AK214=41,AL214=FALSE),Beregn1!$E$36,AH214)","v":0},null,0,0,0,0,0,0,null,{"$f":"ROUND(AO214*Beregn1!$G$30,4)","v":0},{"$f":"ROUND(AP214*Beregn1!$G$30,4)","v":0},{"$f":"ROUND(AQ214*Beregn1!$G$30,4)","v":0},{"$f":"ROUND(AR214*Beregn1!$G$30,4)","v":0},{"$f":"ROUND(AS214*Beregn1!$G$30,4)","v":0},{"$f":"ROUND(AT214*Beregn1!$G$30,4)","v":0}]
[null,null,null,null,null,null,null,null,null,null,null,null,null,null,null,null,null,null,null,null,null,null,null,null,null,null,null,null,null,null,null,null,null,null,null,null,{"$f":"IF(OR(AH215=0,AH215=-1),Beregn1!$E$36,AH215)","v":41},true,{"$f":"IF(AND(AK215=41,AL215=FALSE),Beregn1!$E$36,AH215)","v":0},null,0,0,0,0,0,0,null,{"$f":"ROUND(AO215*Beregn1!$G$30,4)","v":0},{"$f":"ROUND(AP215*Beregn1!$G$30,4)","v":0},{"$f":"ROUND(AQ215*Beregn1!$G$30,4)","v":0},{"$f":"ROUND(AR215*Beregn1!$G$30,4)","v":0},{"$f":"ROUND(AS215*Beregn1!$G$30,4)","v":0},{"$f":"ROUND(AT215*Beregn1!$G$30,4)","v":0}]
[null,null,null,null,null,null,null,null,null,null,null,null,null,null,null,null,null,null,null,null,null,null,null,null,null,null,null,null,null,null,null,null,null,null,null,null,{"$f":"IF(OR(AH216=0,AH216=-1),Beregn1!$E$36,AH216)","v":41},true,{"$f":"IF(AND(AK216=41,AL216=FALSE),Beregn1!$E$36,AH216)","v":0},null,0,0,0,0,0,0,null,{"$f":"ROUND(AO216*Beregn1!$G$30,4)","v":0},{"$f":"ROUND(AP216*Beregn1!$G$30,4)","v":0},{"$f":"ROUND(AQ216*Beregn1!$G$30,4)","v":0},{"$f":"ROUND(AR216*Beregn1!$G$30,4)","v":0},{"$f":"ROUND(AS216*Beregn1!$G$30,4)","v":0},{"$f":"ROUND(AT216*Beregn1!$G$30,4)","v":0}]
[null,null,null,null,null,null,null,null,null,null,null,null,null,null,null,null,null,null,null,null,null,null,null,null,null,null,null,null,null,null,null,null,null,null,null,null,{"$f":"IF(OR(AH217=0,AH217=-1),Beregn1!$E$36,AH217)","v":41},true,{"$f":"IF(AND(AK217=41,AL217=FALSE),Beregn1!$E$36,AH217)","v":0},null,0,0,0,0,0,0,null,{"$f":"ROUND(AO217*Beregn1!$G$30,4)","v":0},{"$f":"ROUND(AP217*Beregn1!$G$30,4)","v":0},{"$f":"ROUND(AQ217*Beregn1!$G$30,4)","v":0},{"$f":"ROUND(AR217*Beregn1!$G$30,4)","v":0},{"$f":"ROUND(AS217*Beregn1!$G$30,4)","v":0},{"$f":"ROUND(AT217*Beregn1!$G$30,4)","v":0}]
[null,null,null,null,null,null,null,null,null,null,null,null,null,null,null,null,null,null,null,null,null,null,null,null,null,null,null,null,null,null,null,null,null,null,null,null,{"$f":"IF(OR(AH218=0,AH218=-1),Beregn1!$E$36,AH218)","v":41},true,{"$f":"IF(AND(AK218=41,AL218=FALSE),Beregn1!$E$36,AH218)","v":0},null,0,0,0,0,0,0,null,{"$f":"ROUND(AO218*Beregn1!$G$30,4)","v":0},{"$f":"ROUND(AP218*Beregn1!$G$30,4)","v":0},{"$f":"ROUND(AQ218*Beregn1!$G$30,4)","v":0},{"$f":"ROUND(AR218*Beregn1!$G$30,4)","v":0},{"$f":"ROUND(AS218*Beregn1!$G$30,4)","v":0},{"$f":"ROUND(AT218*Beregn1!$G$30,4)","v":0}]
[null,null,null,null,null,null,null,null,null,null,null,null,null,null,null,null,null,null,null,null,null,null,null,null,null,null,null,null,null,null,null,null,null,null,null,null,{"$f":"IF(OR(AH219=0,AH219=-1),Beregn1!$E$36,AH219)","v":41},true,{"$f":"IF(AND(AK219=41,AL219=FALSE),Beregn1!$E$36,AH219)","v":0},null,0,0,0,0,0,0,null,{"$f":"ROUND(AO219*Beregn1!$G$30,4)","v":0},{"$f":"ROUND(AP219*Beregn1!$G$30,4)","v":0},{"$f":"ROUND(AQ219*Beregn1!$G$30,4)","v":0},{"$f":"ROUND(AR219*Beregn1!$G$30,4)","v":0},{"$f":"ROUND(AS219*Beregn1!$G$30,4)","v":0},{"$f":"ROUND(AT219*Beregn1!$G$30,4)","v":0}]
[null,null,null,null,null,null,null,null,null,null,null,null,null,null,null,null,null,null,null,null,null,null,null,null,null,null,null,null,null,null,null,null,null,null,null,null,{"$f":"IF(OR(AH220=0,AH220=-1),Beregn1!$E$36,AH220)","v":41},true,{"$f":"IF(AND(AK220=41,AL220=FALSE),Beregn1!$E$36,AH220)","v":0},null,0,0,0,0,0,0,null,{"$f":"ROUND(AO220*Beregn1!$G$30,4)","v":0},{"$f":"ROUND(AP220*Beregn1!$G$30,4)","v":0},{"$f":"ROUND(AQ220*Beregn1!$G$30,4)","v":0},{"$f":"ROUND(AR220*Beregn1!$G$30,4)","v":0},{"$f":"ROUND(AS220*Beregn1!$G$30,4)","v":0},{"$f":"ROUND(AT220*Beregn1!$G$30,4)","v":0}]
[null,null,null,null,null,null,null,null,null,null,null,null,null,null,null,null,null,null,null,null,null,null,null,null,null,null,null,null,null,null,null,null,null,null,null,null,{"$f":"IF(OR(AH221=0,AH221=-1),Beregn1!$E$36,AH221)","v":41},true,{"$f":"IF(AND(AK221=41,AL221=FALSE),Beregn1!$E$36,AH221)","v":0},null,0,0,0,0,0,0,null,{"$f":"ROUND(AO221*Beregn1!$G$30,4)","v":0},{"$f":"ROUND(AP221*Beregn1!$G$30,4)","v":0},{"$f":"ROUND(AQ221*Beregn1!$G$30,4)","v":0},{"$f":"ROUND(AR221*Beregn1!$G$30,4)","v":0},{"$f":"ROUND(AS221*Beregn1!$G$30,4)","v":0},{"$f":"ROUND(AT221*Beregn1!$G$30,4)","v":0}]
[null,null,null,null,null,null,null,null,null,null,null,null,null,null,null,null,null,null,null,null,null,null,null,null,null,null,null,null,null,null,null,null,null,null,null,null,{"$f":"IF(OR(AH222=0,AH222=-1),Beregn1!$E$36,AH222)","v":41},true,{"$f":"IF(AND(AK222=41,AL222=FALSE),Beregn1!$E$36,AH222)","v":0},null,0,0,0,0,0,0,null,{"$f":"ROUND(AO222*Beregn1!$G$30,4)","v":0},{"$f":"ROUND(AP222*Beregn1!$G$30,4)","v":0},{"$f":"ROUND(AQ222*Beregn1!$G$30,4)","v":0},{"$f":"ROUND(AR222*Beregn1!$G$30,4)","v":0},{"$f":"ROUND(AS222*Beregn1!$G$30,4)","v":0},{"$f":"ROUND(AT222*Beregn1!$G$30,4)","v":0}]
[null,null,null,null,null,null,null,null,null,null,null,null,null,null,null,null,null,null,null,null,null,null,null,null,null,null,null,null,null,null,null,null,null,null,null,null,{"$f":"IF(OR(AH223=0,AH223=-1),Beregn1!$E$36,AH223)","v":41},true,{"$f":"IF(AND(AK223=41,AL223=FALSE),Beregn1!$E$36,AH223)","v":0},null,0,0,0,0,0,0,null,{"$f":"ROUND(AO223*Beregn1!$G$30,4)","v":0},{"$f":"ROUND(AP223*Beregn1!$G$30,4)","v":0},{"$f":"ROUND(AQ223*Beregn1!$G$30,4)","v":0},{"$f":"ROUND(AR223*Beregn1!$G$30,4)","v":0},{"$f":"ROUND(AS223*Beregn1!$G$30,4)","v":0},{"$f":"ROUND(AT223*Beregn1!$G$30,4)","v":0}]
[null,null,null,null,null,null,null,null,null,null,null,null,null,null,null,null,null,null,null,null,null,null,null,null,null,null,null,null,null,null,null,null,null,null,null,null,{"$f":"IF(OR(AH224=0,AH224=-1),Beregn1!$E$36,AH224)","v":41},true,{"$f":"IF(AND(AK224=41,AL224=FALSE),Beregn1!$E$36,AH224)","v":0},null,0,0,0,0,0,0,null,{"$f":"ROUND(AO224*Beregn1!$G$30,4)","v":0},{"$f":"ROUND(AP224*Beregn1!$G$30,4)","v":0},{"$f":"ROUND(AQ224*Beregn1!$G$30,4)","v":0},{"$f":"ROUND(AR224*Beregn1!$G$30,4)","v":0},{"$f":"ROUND(AS224*Beregn1!$G$30,4)","v":0},{"$f":"ROUND(AT224*Beregn1!$G$30,4)","v":0}]
[null,null,null,null,null,null,null,null,null,null,null,null,null,null,null,null,null,null,null,null,null,null,null,null,null,null,null,null,null,null,null,null,null,null,null,null,{"$f":"IF(OR(AH225=0,AH225=-1),Beregn1!$E$36,AH225)","v":41},true,{"$f":"IF(AND(AK225=41,AL225=FALSE),Beregn1!$E$36,AH225)","v":0},null,0,0,0,0,0,0,null,{"$f":"ROUND(AO225*Beregn1!$G$30,4)","v":0},{"$f":"ROUND(AP225*Beregn1!$G$30,4)","v":0},{"$f":"ROUND(AQ225*Beregn1!$G$30,4)","v":0},{"$f":"ROUND(AR225*Beregn1!$G$30,4)","v":0},{"$f":"ROUND(AS225*Beregn1!$G$30,4)","v":0},{"$f":"ROUND(AT225*Beregn1!$G$30,4)","v":0}]
[null,null,null,null,null,null,null,null,null,null,null,null,null,null,null,null,null,null,null,null,null,null,null,null,null,null,null,null,null,null,null,null,null,null,null,null,{"$f":"IF(OR(AH226=0,AH226=-1),Beregn1!$E$36,AH226)","v":41},true,{"$f":"IF(AND(AK226=41,AL226=FALSE),Beregn1!$E$36,AH226)","v":0},null,0,0,0,0,0,0,null,{"$f":"ROUND(AO226*Beregn1!$G$30,4)","v":0},{"$f":"ROUND(AP226*Beregn1!$G$30,4)","v":0},{"$f":"ROUND(AQ226*Beregn1!$G$30,4)","v":0},{"$f":"ROUND(AR226*Beregn1!$G$30,4)","v":0},{"$f":"ROUND(AS226*Beregn1!$G$30,4)","v":0},{"$f":"ROUND(AT226*Beregn1!$G$30,4)","v":0}]
[null,null,null,null,null,null,null,null,null,null,null,null,null,null,null,null,null,null,null,null,null,null,null,null,null,null,null,null,null,null,null,null,null,null,null,null,{"$f":"IF(OR(AH227=0,AH227=-1),Beregn1!$E$36,AH227)","v":41},true,{"$f":"IF(AND(AK227=41,AL227=FALSE),Beregn1!$E$36,AH227)","v":0},null,0,0,0,0,0,0,null,{"$f":"ROUND(AO227*Beregn1!$G$30,4)","v":0},{"$f":"ROUND(AP227*Beregn1!$G$30,4)","v":0},{"$f":"ROUND(AQ227*Beregn1!$G$30,4)","v":0},{"$f":"ROUND(AR227*Beregn1!$G$30,4)","v":0},{"$f":"ROUND(AS227*Beregn1!$G$30,4)","v":0},{"$f":"ROUND(AT227*Beregn1!$G$30,4)","v":0}]
[null,null,null,null,null,null,null,null,null,null,null,null,null,null,null,null,null,null,null,null,null,null,null,null,null,null,null,null,null,null,null,null,null,null,null,null,{"$f":"IF(OR(AH228=0,AH228=-1),Beregn1!$E$36,AH228)","v":41},true,{"$f":"IF(AND(AK228=41,AL228=FALSE),Beregn1!$E$36,AH228)","v":0},null,0,0,0,0,0,0,null,{"$f":"ROUND(AO228*Beregn1!$G$30,4)","v":0},{"$f":"ROUND(AP228*Beregn1!$G$30,4)","v":0},{"$f":"ROUND(AQ228*Beregn1!$G$30,4)","v":0},{"$f":"ROUND(AR228*Beregn1!$G$30,4)","v":0},{"$f":"ROUND(AS228*Beregn1!$G$30,4)","v":0},{"$f":"ROUND(AT228*Beregn1!$G$30,4)","v":0}]
[null,null,null,null,null,null,null,null,null,null,null,null,null,null,null,null,null,null,null,null,null,null,null,null,null,null,null,null,null,null,null,null,null,null,null,null,{"$f":"IF(OR(AH229=0,AH229=-1),Beregn1!$E$36,AH229)","v":41},true,{"$f":"IF(AND(AK229=41,AL229=FALSE),Beregn1!$E$36,AH229)","v":0},null,0,0,0,0,0,0,null,{"$f":"ROUND(AO229*Beregn1!$G$30,4)","v":0},{"$f":"ROUND(AP229*Beregn1!$G$30,4)","v":0},{"$f":"ROUND(AQ229*Beregn1!$G$30,4)","v":0},{"$f":"ROUND(AR229*Beregn1!$G$30,4)","v":0},{"$f":"ROUND(AS229*Beregn1!$G$30,4)","v":0},{"$f":"ROUND(AT229*Beregn1!$G$30,4)","v":0}]
[null,null,null,null,null,null,null,null,null,null,null,null,null,null,null,null,null,null,null,null,null,null,null,null,null,null,null,null,null,null,null,null,null,null,null,null,{"$f":"IF(OR(AH230=0,AH230=-1),Beregn1!$E$36,AH230)","v":41},true,{"$f":"IF(AND(AK230=41,AL230=FALSE),Beregn1!$E$36,AH230)","v":0},null,0,0,0,0,0,0,null,{"$f":"ROUND(AO230*Beregn1!$G$30,4)","v":0},{"$f":"ROUND(AP230*Beregn1!$G$30,4)","v":0},{"$f":"ROUND(AQ230*Beregn1!$G$30,4)","v":0},{"$f":"ROUND(AR230*Beregn1!$G$30,4)","v":0},{"$f":"ROUND(AS230*Beregn1!$G$30,4)","v":0},{"$f":"ROUND(AT230*Beregn1!$G$30,4)","v":0}]
[null,null,null,null,null,null,null,null,null,null,null,null,null,null,null,null,null,null,null,null,null,null,null,null,null,null,null,null,null,null,null,null,null,null,null,null,{"$f":"IF(OR(AH231=0,AH231=-1),Beregn1!$E$36,AH231)","v":41},true,{"$f":"IF(AND(AK231=41,AL231=FALSE),Beregn1!$E$36,AH231)","v":0},null,0,0,0,0,0,0,null,{"$f":"ROUND(AO231*Beregn1!$G$30,4)","v":0},{"$f":"ROUND(AP231*Beregn1!$G$30,4)","v":0},{"$f":"ROUND(AQ231*Beregn1!$G$30,4)","v":0},{"$f":"ROUND(AR231*Beregn1!$G$30,4)","v":0},{"$f":"ROUND(AS231*Beregn1!$G$30,4)","v":0},{"$f":"ROUND(AT231*Beregn1!$G$30,4)","v":0}]
[null,null,null,null,null,null,null,null,null,null,null,null,null,null,null,null,null,null,null,null,null,null,null,null,null,null,null,null,null,null,null,null,null,null,null,null,{"$f":"IF(OR(AH232=0,AH232=-1),Beregn1!$E$36,AH232)","v":41},true,{"$f":"IF(AND(AK232=41,AL232=FALSE),Beregn1!$E$36,AH232)","v":0},null,0,0,0,0,0,0,null,{"$f":"ROUND(AO232*Beregn1!$G$30,4)","v":0},{"$f":"ROUND(AP232*Beregn1!$G$30,4)","v":0},{"$f":"ROUND(AQ232*Beregn1!$G$30,4)","v":0},{"$f":"ROUND(AR232*Beregn1!$G$30,4)","v":0},{"$f":"ROUND(AS232*Beregn1!$G$30,4)","v":0},{"$f":"ROUND(AT232*Beregn1!$G$30,4)","v":0}]
[null,null,null,null,null,null,null,null,null,null,null,null,null,null,null,null,null,null,null,null,null,null,null,null,null,null,null,null,null,null,null,null,null,null,null,null,{"$f":"IF(OR(AH233=0,AH233=-1),Beregn1!$E$36,AH233)","v":41},true,{"$f":"IF(AND(AK233=41,AL233=FALSE),Beregn1!$E$36,AH233)","v":0},null,0,0,0,0,0,0,null,{"$f":"ROUND(AO233*Beregn1!$G$30,4)","v":0},{"$f":"ROUND(AP233*Beregn1!$G$30,4)","v":0},{"$f":"ROUND(AQ233*Beregn1!$G$30,4)","v":0},{"$f":"ROUND(AR233*Beregn1!$G$30,4)","v":0},{"$f":"ROUND(AS233*Beregn1!$G$30,4)","v":0},{"$f":"ROUND(AT233*Beregn1!$G$30,4)","v":0}]
[null,null,null,null,null,null,null,null,null,null,null,null,null,null,null,null,null,null,null,null,null,null,null,null,null,null,null,null,null,null,null,null,null,null,null,null,{"$f":"IF(OR(AH234=0,AH234=-1),Beregn1!$E$36,AH234)","v":41},true,{"$f":"IF(AND(AK234=41,AL234=FALSE),Beregn1!$E$36,AH234)","v":0},null,0,0,0,0,0,0,null,{"$f":"ROUND(AO234*Beregn1!$G$30,4)","v":0},{"$f":"ROUND(AP234*Beregn1!$G$30,4)","v":0},{"$f":"ROUND(AQ234*Beregn1!$G$30,4)","v":0},{"$f":"ROUND(AR234*Beregn1!$G$30,4)","v":0},{"$f":"ROUND(AS234*Beregn1!$G$30,4)","v":0},{"$f":"ROUND(AT234*Beregn1!$G$30,4)","v":0}]
[null,null,null,null,null,null,null,null,null,null,null,null,null,null,null,null,null,null,null,null,null,null,null,null,null,null,null,null,null,null,null,null,null,null,null,null,{"$f":"IF(OR(AH235=0,AH235=-1),Beregn1!$E$36,AH235)","v":41},true,{"$f":"IF(AND(AK235=41,AL235=FALSE),Beregn1!$E$36,AH235)","v":0},null,0,0,0,0,0,0,null,{"$f":"ROUND(AO235*Beregn1!$G$30,4)","v":0},{"$f":"ROUND(AP235*Beregn1!$G$30,4)","v":0},{"$f":"ROUND(AQ235*Beregn1!$G$30,4)","v":0},{"$f":"ROUND(AR235*Beregn1!$G$30,4)","v":0},{"$f":"ROUND(AS235*Beregn1!$G$30,4)","v":0},{"$f":"ROUND(AT235*Beregn1!$G$30,4)","v":0}]
[null,null,null,null,null,null,null,null,null,null,null,null,null,null,null,null,null,null,null,null,null,null,null,null,null,null,null,null,null,null,null,null,null,null,null,null,{"$f":"IF(OR(AH236=0,AH236=-1),Beregn1!$E$36,AH236)","v":41},true,{"$f":"IF(AND(AK236=41,AL236=FALSE),Beregn1!$E$36,AH236)","v":0},null,0,0,0,0,0,0,null,{"$f":"ROUND(AO236*Beregn1!$G$30,4)","v":0},{"$f":"ROUND(AP236*Beregn1!$G$30,4)","v":0},{"$f":"ROUND(AQ236*Beregn1!$G$30,4)","v":0},{"$f":"ROUND(AR236*Beregn1!$G$30,4)","v":0},{"$f":"ROUND(AS236*Beregn1!$G$30,4)","v":0},{"$f":"ROUND(AT236*Beregn1!$G$30,4)","v":0}]
[null,null,null,null,null,null,null,null,null,null,null,null,null,null,null,null,null,null,null,null,null,null,null,null,null,null,null,null,null,null,null,null,null,null,null,null,{"$f":"IF(OR(AH237=0,AH237=-1),Beregn1!$E$36,AH237)","v":41},true,{"$f":"IF(AND(AK237=41,AL237=FALSE),Beregn1!$E$36,AH237)","v":0},null,0,0,0,0,0,0,null,{"$f":"ROUND(AO237*Beregn1!$G$30,4)","v":0},{"$f":"ROUND(AP237*Beregn1!$G$30,4)","v":0},{"$f":"ROUND(AQ237*Beregn1!$G$30,4)","v":0},{"$f":"ROUND(AR237*Beregn1!$G$30,4)","v":0},{"$f":"ROUND(AS237*Beregn1!$G$30,4)","v":0},{"$f":"ROUND(AT237*Beregn1!$G$30,4)","v":0}]
[null,null,null,null,null,null,null,null,null,null,null,null,null,null,null,null,null,null,null,null,null,null,null,null,null,null,null,null,null,null,null,null,null,null,null,null,{"$f":"IF(OR(AH238=0,AH238=-1),Beregn1!$E$36,AH238)","v":41},true,{"$f":"IF(AND(AK238=41,AL238=FALSE),Beregn1!$E$36,AH238)","v":0},null,0,0,0,0,0,0,null,{"$f":"ROUND(AO238*Beregn1!$G$30,4)","v":0},{"$f":"ROUND(AP238*Beregn1!$G$30,4)","v":0},{"$f":"ROUND(AQ238*Beregn1!$G$30,4)","v":0},{"$f":"ROUND(AR238*Beregn1!$G$30,4)","v":0},{"$f":"ROUND(AS238*Beregn1!$G$30,4)","v":0},{"$f":"ROUND(AT238*Beregn1!$G$30,4)","v":0}]
[null,null,null,null,null,null,null,null,null,null,null,null,null,null,null,null,null,null,null,null,null,null,null,null,null,null,null,null,null,null,null,null,null,null,null,null,{"$f":"IF(OR(AH239=0,AH239=-1),Beregn1!$E$36,AH239)","v":41},true,{"$f":"IF(AND(AK239=41,AL239=FALSE),Beregn1!$E$36,AH239)","v":0},null,0,0,0,0,0,0,null,{"$f":"ROUND(AO239*Beregn1!$G$30,4)","v":0},{"$f":"ROUND(AP239*Beregn1!$G$30,4)","v":0},{"$f":"ROUND(AQ239*Beregn1!$G$30,4)","v":0},{"$f":"ROUND(AR239*Beregn1!$G$30,4)","v":0},{"$f":"ROUND(AS239*Beregn1!$G$30,4)","v":0},{"$f":"ROUND(AT239*Beregn1!$G$30,4)","v":0}]
[null,null,null,null,null,null,null,null,null,null,null,null,null,null,null,null,null,null,null,null,null,null,null,null,null,null,null,null,null,null,null,null,null,null,null,null,{"$f":"IF(OR(AH240=0,AH240=-1),Beregn1!$E$36,AH240)","v":41},true,{"$f":"IF(AND(AK240=41,AL240=FALSE),Beregn1!$E$36,AH240)","v":0},null,0,0,0,0,0,0,null,{"$f":"ROUND(AO240*Beregn1!$G$30,4)","v":0},{"$f":"ROUND(AP240*Beregn1!$G$30,4)","v":0},{"$f":"ROUND(AQ240*Beregn1!$G$30,4)","v":0},{"$f":"ROUND(AR240*Beregn1!$G$30,4)","v":0},{"$f":"ROUND(AS240*Beregn1!$G$30,4)","v":0},{"$f":"ROUND(AT240*Beregn1!$G$30,4)","v":0}]
[null,null,null,null,null,null,null,null,null,null,null,null,null,null,null,null,null,null,null,null,null,null,null,null,null,null,null,null,null,null,null,null,null,null,null,null,{"$f":"IF(OR(AH241=0,AH241=-1),Beregn1!$E$36,AH241)","v":41},true,{"$f":"IF(AND(AK241=41,AL241=FALSE),Beregn1!$E$36,AH241)","v":0},null,0,0,0,0,0,0,null,{"$f":"ROUND(AO241*Beregn1!$G$30,4)","v":0},{"$f":"ROUND(AP241*Beregn1!$G$30,4)","v":0},{"$f":"ROUND(AQ241*Beregn1!$G$30,4)","v":0},{"$f":"ROUND(AR241*Beregn1!$G$30,4)","v":0},{"$f":"ROUND(AS241*Beregn1!$G$30,4)","v":0},{"$f":"ROUND(AT241*Beregn1!$G$30,4)","v":0}]
[null,null,null,null,null,null,null,null,null,null,null,null,null,null,null,null,null,null,null,null,null,null,null,null,null,null,null,null,null,null,null,null,null,null,null,null,{"$f":"IF(OR(AH242=0,AH242=-1),Beregn1!$E$36,AH242)","v":41},true,{"$f":"IF(AND(AK242=41,AL242=FALSE),Beregn1!$E$36,AH242)","v":0},null,0,0,0,0,0,0,null,{"$f":"ROUND(AO242*Beregn1!$G$30,4)","v":0},{"$f":"ROUND(AP242*Beregn1!$G$30,4)","v":0},{"$f":"ROUND(AQ242*Beregn1!$G$30,4)","v":0},{"$f":"ROUND(AR242*Beregn1!$G$30,4)","v":0},{"$f":"ROUND(AS242*Beregn1!$G$30,4)","v":0},{"$f":"ROUND(AT242*Beregn1!$G$30,4)","v":0}]
[null,null,null,null,null,null,null,null,null,null,null,null,null,null,null,null,null,null,null,null,null,null,null,null,null,null,null,null,null,null,null,null,null,null,null,null,{"$f":"IF(OR(AH243=0,AH243=-1),Beregn1!$E$36,AH243)","v":41},true,{"$f":"IF(AND(AK243=41,AL243=FALSE),Beregn1!$E$36,AH243)","v":0},null,0,0,0,0,0,0,null,{"$f":"ROUND(AO243*Beregn1!$G$30,4)","v":0},{"$f":"ROUND(AP243*Beregn1!$G$30,4)","v":0},{"$f":"ROUND(AQ243*Beregn1!$G$30,4)","v":0},{"$f":"ROUND(AR243*Beregn1!$G$30,4)","v":0},{"$f":"ROUND(AS243*Beregn1!$G$30,4)","v":0},{"$f":"ROUND(AT243*Beregn1!$G$30,4)","v":0}]
[null,null,null,null,null,null,null,null,null,null,null,null,null,null,null,null,null,null,null,null,null,null,null,null,null,null,null,null,null,null,null,null,null,null,null,null,{"$f":"IF(OR(AH244=0,AH244=-1),Beregn1!$E$36,AH244)","v":41},true,{"$f":"IF(AND(AK244=41,AL244=FALSE),Beregn1!$E$36,AH244)","v":0},null,0,0,0,0,0,0,null,{"$f":"ROUND(AO244*Beregn1!$G$30,4)","v":0},{"$f":"ROUND(AP244*Beregn1!$G$30,4)","v":0},{"$f":"ROUND(AQ244*Beregn1!$G$30,4)","v":0},{"$f":"ROUND(AR244*Beregn1!$G$30,4)","v":0},{"$f":"ROUND(AS244*Beregn1!$G$30,4)","v":0},{"$f":"ROUND(AT244*Beregn1!$G$30,4)","v":0}]
[null,null,null,null,null,null,null,null,null,null,null,null,null,null,null,null,null,null,null,null,null,null,null,null,null,null,null,null,null,null,null,null,null,null,null,null,{"$f":"IF(OR(AH245=0,AH245=-1),Beregn1!$E$36,AH245)","v":41},true,{"$f":"IF(AND(AK245=41,AL245=FALSE),Beregn1!$E$36,AH245)","v":0},null,0,0,0,0,0,0,null,{"$f":"ROUND(AO245*Beregn1!$G$30,4)","v":0},{"$f":"ROUND(AP245*Beregn1!$G$30,4)","v":0},{"$f":"ROUND(AQ245*Beregn1!$G$30,4)","v":0},{"$f":"ROUND(AR245*Beregn1!$G$30,4)","v":0},{"$f":"ROUND(AS245*Beregn1!$G$30,4)","v":0},{"$f":"ROUND(AT245*Beregn1!$G$30,4)","v":0}]
[null,null,null,null,null,null,null,null,null,null,null,null,null,null,null,null,null,null,null,null,null,null,null,null,null,null,null,null,null,null,null,null,null,null,null,null,{"$f":"IF(OR(AH246=0,AH246=-1),Beregn1!$E$36,AH246)","v":41},true,{"$f":"IF(AND(AK246=41,AL246=FALSE),Beregn1!$E$36,AH246)","v":0},null,0,0,0,0,0,0,null,{"$f":"ROUND(AO246*Beregn1!$G$30,4)","v":0},{"$f":"ROUND(AP246*Beregn1!$G$30,4)","v":0},{"$f":"ROUND(AQ246*Beregn1!$G$30,4)","v":0},{"$f":"ROUND(AR246*Beregn1!$G$30,4)","v":0},{"$f":"ROUND(AS246*Beregn1!$G$30,4)","v":0},{"$f":"ROUND(AT246*Beregn1!$G$30,4)","v":0}]
[null,null,null,null,null,null,null,null,null,null,null,null,null,null,null,null,null,null,null,null,null,null,null,null,null,null,null,null,null,null,null,null,null,null,null,null,{"$f":"IF(OR(AH247=0,AH247=-1),Beregn1!$E$36,AH247)","v":41},true,{"$f":"IF(AND(AK247=41,AL247=FALSE),Beregn1!$E$36,AH247)","v":0},null,0,0,0,0,0,0,null,{"$f":"ROUND(AO247*Beregn1!$G$30,4)","v":0},{"$f":"ROUND(AP247*Beregn1!$G$30,4)","v":0},{"$f":"ROUND(AQ247*Beregn1!$G$30,4)","v":0},{"$f":"ROUND(AR247*Beregn1!$G$30,4)","v":0},{"$f":"ROUND(AS247*Beregn1!$G$30,4)","v":0},{"$f":"ROUND(AT247*Beregn1!$G$30,4)","v":0}]
[null,null,null,null,null,null,null,null,null,null,null,null,null,null,null,null,null,null,null,null,null,null,null,null,null,null,null,null,null,null,null,null,null,null,null,null,{"$f":"IF(OR(AH248=0,AH248=-1),Beregn1!$E$36,AH248)","v":41},true,{"$f":"IF(AND(AK248=41,AL248=FALSE),Beregn1!$E$36,AH248)","v":0},null,0,0,0,0,0,0,null,{"$f":"ROUND(AO248*Beregn1!$G$30,4)","v":0},{"$f":"ROUND(AP248*Beregn1!$G$30,4)","v":0},{"$f":"ROUND(AQ248*Beregn1!$G$30,4)","v":0},{"$f":"ROUND(AR248*Beregn1!$G$30,4)","v":0},{"$f":"ROUND(AS248*Beregn1!$G$30,4)","v":0},{"$f":"ROUND(AT248*Beregn1!$G$30,4)","v":0}]
[null,null,null,null,null,null,null,null,null,null,null,null,null,null,null,null,null,null,null,null,null,null,null,null,null,null,null,null,null,null,null,null,null,null,null,null,{"$f":"IF(OR(AH249=0,AH249=-1),Beregn1!$E$36,AH249)","v":41},true,{"$f":"IF(AND(AK249=41,AL249=FALSE),Beregn1!$E$36,AH249)","v":0},null,0,0,0,0,0,0,null,{"$f":"ROUND(AO249*Beregn1!$G$30,4)","v":0},{"$f":"ROUND(AP249*Beregn1!$G$30,4)","v":0},{"$f":"ROUND(AQ249*Beregn1!$G$30,4)","v":0},{"$f":"ROUND(AR249*Beregn1!$G$30,4)","v":0},{"$f":"ROUND(AS249*Beregn1!$G$30,4)","v":0},{"$f":"ROUND(AT249*Beregn1!$G$30,4)","v":0}]
[null,null,null,null,null,null,null,null,null,null,null,null,null,null,null,null,null,null,null,null,null,null,null,null,null,null,null,null,null,null,null,null,null,null,null,null,{"$f":"IF(OR(AH250=0,AH250=-1),Beregn1!$E$36,AH250)","v":41},true,{"$f":"IF(AND(AK250=41,AL250=FALSE),Beregn1!$E$36,AH250)","v":0},null,0,0,0,0,0,0,null,{"$f":"ROUND(AO250*Beregn1!$G$30,4)","v":0},{"$f":"ROUND(AP250*Beregn1!$G$30,4)","v":0},{"$f":"ROUND(AQ250*Beregn1!$G$30,4)","v":0},{"$f":"ROUND(AR250*Beregn1!$G$30,4)","v":0},{"$f":"ROUND(AS250*Beregn1!$G$30,4)","v":0},{"$f":"ROUND(AT250*Beregn1!$G$30,4)","v":0}]
[null,null,null,null,null,null,null,null,null,null,null,null,null,null,null,null,null,null,null,null,null,null,null,null,null,null,null,null,null,null,null,null,null,null,null,null,{"$f":"IF(OR(AH251=0,AH251=-1),Beregn1!$E$36,AH251)","v":41},true,{"$f":"IF(AND(AK251=41,AL251=FALSE),Beregn1!$E$36,AH251)","v":0},null,0,0,0,0,0,0,null,{"$f":"ROUND(AO251*Beregn1!$G$30,4)","v":0},{"$f":"ROUND(AP251*Beregn1!$G$30,4)","v":0},{"$f":"ROUND(AQ251*Beregn1!$G$30,4)","v":0},{"$f":"ROUND(AR251*Beregn1!$G$30,4)","v":0},{"$f":"ROUND(AS251*Beregn1!$G$30,4)","v":0},{"$f":"ROUND(AT251*Beregn1!$G$30,4)","v":0}]
[null,null,null,null,null,null,null,null,null,null,null,null,null,null,null,null,null,null,null,null,null,null,null,null,null,null,null,null,null,null,null,null,null,null,null,null,{"$f":"IF(OR(AH252=0,AH252=-1),Beregn1!$E$36,AH252)","v":41},true,{"$f":"IF(AND(AK252=41,AL252=FALSE),Beregn1!$E$36,AH252)","v":0},null,0,0,0,0,0,0,null,{"$f":"ROUND(AO252*Beregn1!$G$30,4)","v":0},{"$f":"ROUND(AP252*Beregn1!$G$30,4)","v":0},{"$f":"ROUND(AQ252*Beregn1!$G$30,4)","v":0},{"$f":"ROUND(AR252*Beregn1!$G$30,4)","v":0},{"$f":"ROUND(AS252*Beregn1!$G$30,4)","v":0},{"$f":"ROUND(AT252*Beregn1!$G$30,4)","v":0}]
[null,null,null,null,null,null,null,null,null,null,null,null,null,null,null,null,null,null,null,null,null,null,null,null,null,null,null,null,null,null,null,null,null,null,null,null,{"$f":"IF(OR(AH253=0,AH253=-1),Beregn1!$E$36,AH253)","v":41},true,{"$f":"IF(AND(AK253=41,AL253=FALSE),Beregn1!$E$36,AH253)","v":0},null,0,0,0,0,0,0,null,{"$f":"ROUND(AO253*Beregn1!$G$30,4)","v":0},{"$f":"ROUND(AP253*Beregn1!$G$30,4)","v":0},{"$f":"ROUND(AQ253*Beregn1!$G$30,4)","v":0},{"$f":"ROUND(AR253*Beregn1!$G$30,4)","v":0},{"$f":"ROUND(AS253*Beregn1!$G$30,4)","v":0},{"$f":"ROUND(AT253*Beregn1!$G$30,4)","v":0}]
[null,null,null,null,null,null,null,null,null,null,null,null,null,null,null,null,null,null,null,null,null,null,null,null,null,null,null,null,null,null,null,null,null,null,null,null,{"$f":"IF(OR(AH254=0,AH254=-1),Beregn1!$E$36,AH254)","v":41},true,{"$f":"IF(AND(AK254=41,AL254=FALSE),Beregn1!$E$36,AH254)","v":0},null,0,0,0,0,0,0,null,{"$f":"ROUND(AO254*Beregn1!$G$30,4)","v":0},{"$f":"ROUND(AP254*Beregn1!$G$30,4)","v":0},{"$f":"ROUND(AQ254*Beregn1!$G$30,4)","v":0},{"$f":"ROUND(AR254*Beregn1!$G$30,4)","v":0},{"$f":"ROUND(AS254*Beregn1!$G$30,4)","v":0},{"$f":"ROUND(AT254*Beregn1!$G$30,4)","v":0}]
[null,null,null,null,null,null,null,null,null,null,null,null,null,null,null,null,null,null,null,null,null,null,null,null,null,null,null,null,null,null,null,null,null,null,null,null,{"$f":"IF(OR(AH255=0,AH255=-1),Beregn1!$E$36,AH255)","v":41},true,{"$f":"IF(AND(AK255=41,AL255=FALSE),Beregn1!$E$36,AH255)","v":0},null,0,0,0,0,0,0,null,{"$f":"ROUND(AO255*Beregn1!$G$30,4)","v":0},{"$f":"ROUND(AP255*Beregn1!$G$30,4)","v":0},{"$f":"ROUND(AQ255*Beregn1!$G$30,4)","v":0},{"$f":"ROUND(AR255*Beregn1!$G$30,4)","v":0},{"$f":"ROUND(AS255*Beregn1!$G$30,4)","v":0},{"$f":"ROUND(AT255*Beregn1!$G$30,4)","v":0}]
[null,null,null,null,null,null,null,null,null,null,null,null,null,null,null,null,null,null,null,null,null,null,null,null,null,null,null,null,null,null,null,null,null,null,null,null,{"$f":"IF(OR(AH256=0,AH256=-1),Beregn1!$E$36,AH256)","v":41},true,{"$f":"IF(AND(AK256=41,AL256=FALSE),Beregn1!$E$36,AH256)","v":0},null,0,0,0,0,0,0,null,{"$f":"ROUND(AO256*Beregn1!$G$30,4)","v":0},{"$f":"ROUND(AP256*Beregn1!$G$30,4)","v":0},{"$f":"ROUND(AQ256*Beregn1!$G$30,4)","v":0},{"$f":"ROUND(AR256*Beregn1!$G$30,4)","v":0},{"$f":"ROUND(AS256*Beregn1!$G$30,4)","v":0},{"$f":"ROUND(AT256*Beregn1!$G$30,4)","v":0}]
[null,null,null,null,null,null,null,null,null,null,null,null,null,null,null,null,null,null,null,null,null,null,null,null,null,null,null,null,null,null,null,null,null,null,null,null,{"$f":"IF(OR(AH257=0,AH257=-1),Beregn1!$E$36,AH257)","v":41},true,{"$f":"IF(AND(AK257=41,AL257=FALSE),Beregn1!$E$36,AH257)","v":0},null,0,0,0,0,0,0,null,{"$f":"ROUND(AO257*Beregn1!$G$30,4)","v":0},{"$f":"ROUND(AP257*Beregn1!$G$30,4)","v":0},{"$f":"ROUND(AQ257*Beregn1!$G$30,4)","v":0},{"$f":"ROUND(AR257*Beregn1!$G$30,4)","v":0},{"$f":"ROUND(AS257*Beregn1!$G$30,4)","v":0},{"$f":"ROUND(AT257*Beregn1!$G$30,4)","v":0}]
[null,null,null,null,null,null,null,null,null,null,null,null,null,null,null,null,null,null,null,null,null,null,null,null,null,null,null,null,null,null,null,null,null,null,null,null,{"$f":"IF(OR(AH258=0,AH258=-1),Beregn1!$E$36,AH258)","v":41},true,{"$f":"IF(AND(AK258=41,AL258=FALSE),Beregn1!$E$36,AH258)","v":0},null,{"$f":"INDEX($W258:$AI258,MATCH(\"Infiltrated\",$W$1:$AI$1,0))","v":0},{"$f":"INDEX($W258:$AI258,MATCH(\"Evaporated\",$W$1:$AI$1,0))","v":0},{"$f":"INDEX($W258:$AI258,MATCH(\"Drained\",$W$1:$AI$1,0))","v":0},{"$f":"INDEX($W258:$AI258,MATCH(\"Overflow\",$W$1:$AI$1,0))","v":0},{"$f":"AM258","v":0},{"$f":"INDEX($W258:$AI258,MATCH(\"Available_Volume\",$W$1:$AI$1,0))","v":0},null,{"$f":"ROUND(AO258*Beregn1!$G$30,4)","v":0},{"$f":"ROUND(AP258*Beregn1!$G$30,4)","v":0},{"$f":"ROUND(AQ258*Beregn1!$G$30,4)","v":0},{"$f":"ROUND(AR258*Beregn1!$G$30,4)","v":0},{"$f":"ROUND(AS258*Beregn1!$G$30,4)","v":0},{"$f":"ROUND(AT258*Beregn1!$G$30,4)","v":0}]
[null,null,null,null,null,null,null,null,null,null,null,null,null,null,null,null,null,null,null,null,null,null,null,null,null,null,null,null,null,null,null,null,null,null,null,null,{"$f":"IF(OR(AH259=0,AH259=-1),Beregn1!$E$36,AH259)","v":41},{"$f":"ISBLANK(AH259)","v":true},{"$f":"IF(AND(AK259=41,AL259=FALSE),Beregn1!$E$36,AH259)","v":0},null,0,0,0,0,0,0,null,{"$f":"ROUND(AO259*Beregn1!$G$30,4)","v":0},{"$f":"ROUND(AP259*Beregn1!$G$30,4)","v":0},{"$f":"ROUND(AQ259*Beregn1!$G$30,4)","v":0},{"$f":"ROUND(AR259*Beregn1!$G$30,4)","v":0},{"$f":"ROUND(AS259*Beregn1!$G$30,4)","v":0},{"$f":"ROUND(AT259*Beregn1!$G$30,4)","v":0}]
[null,null,null,null,null,null,null,null,null,null,null,null,null,null,null,null,null,null,null,null,null,null,null,null,null,null,null,null,null,null,null,null,null,null,null,null,{"$f":"IF(OR(AH260=0,AH260=-1),Beregn1!$E$36,AH260)","v":41},true,{"$f":"IF(AND(AK260=41,AL260=FALSE),Beregn1!$E$36,AH260)","v":0},null,0,0,0,0,0,0,null,{"$f":"ROUND(AO260*Beregn1!$G$30,4)","v":0},{"$f":"ROUND(AP260*Beregn1!$G$30,4)","v":0},{"$f":"ROUND(AQ260*Beregn1!$G$30,4)","v":0},{"$f":"ROUND(AR260*Beregn1!$G$30,4)","v":0},{"$f":"ROUND(AS260*Beregn1!$G$30,4)","v":0},{"$f":"ROUND(AT260*Beregn1!$G$30,4)","v":0}]
[null,null,null,null,null,null,null,null,null,null,null,null,null,null,null,null,null,null,null,null,null,null,null,null,null,null,null,null,null,null,null,null,null,null,null,null,{"$f":"IF(OR(AH261=0,AH261=-1),Beregn1!$E$36,AH261)","v":41},true,{"$f":"IF(AND(AK261=41,AL261=FALSE),Beregn1!$E$36,AH261)","v":0},null,0,0,0,0,0,0,null,{"$f":"ROUND(AO261*Beregn1!$G$30,4)","v":0},{"$f":"ROUND(AP261*Beregn1!$G$30,4)","v":0},{"$f":"ROUND(AQ261*Beregn1!$G$30,4)","v":0},{"$f":"ROUND(AR261*Beregn1!$G$30,4)","v":0},{"$f":"ROUND(AS261*Beregn1!$G$30,4)","v":0},{"$f":"ROUND(AT261*Beregn1!$G$30,4)","v":0}]
[null,null,null,null,null,null,null,null,null,null,null,null,null,null,null,null,null,null,null,null,null,null,null,null,null,null,null,null,null,null,null,null,null,null,null,null,{"$f":"IF(OR(AH262=0,AH262=-1),Beregn1!$E$36,AH262)","v":41},true,{"$f":"IF(AND(AK262=41,AL262=FALSE),Beregn1!$E$36,AH262)","v":0},null,0,0,0,0,0,0,null,{"$f":"ROUND(AO262*Beregn1!$G$30,4)","v":0},{"$f":"ROUND(AP262*Beregn1!$G$30,4)","v":0},{"$f":"ROUND(AQ262*Beregn1!$G$30,4)","v":0},{"$f":"ROUND(AR262*Beregn1!$G$30,4)","v":0},{"$f":"ROUND(AS262*Beregn1!$G$30,4)","v":0},{"$f":"ROUND(AT262*Beregn1!$G$30,4)","v":0}]
[null,null,null,null,null,null,null,null,null,null,null,null,null,null,null,null,null,null,null,null,null,null,null,null,null,null,null,null,null,null,null,null,null,null,null,null,{"$f":"IF(OR(AH263=0,AH263=-1),Beregn1!$E$36,AH263)","v":41},true,{"$f":"IF(AND(AK263=41,AL263=FALSE),Beregn1!$E$36,AH263)","v":0},null,0,0,0,0,0,0,null,{"$f":"ROUND(AO263*Beregn1!$G$30,4)","v":0},{"$f":"ROUND(AP263*Beregn1!$G$30,4)","v":0},{"$f":"ROUND(AQ263*Beregn1!$G$30,4)","v":0},{"$f":"ROUND(AR263*Beregn1!$G$30,4)","v":0},{"$f":"ROUND(AS263*Beregn1!$G$30,4)","v":0},{"$f":"ROUND(AT263*Beregn1!$G$30,4)","v":0}]
[null,null,null,null,null,null,null,null,null,null,null,null,null,null,null,null,null,null,null,null,null,null,null,null,null,null,null,null,null,null,null,null,null,null,null,null,{"$f":"IF(OR(AH264=0,AH264=-1),Beregn1!$E$36,AH264)","v":41},true,{"$f":"IF(AND(AK264=41,AL264=FALSE),Beregn1!$E$36,AH264)","v":0},null,0,0,0,0,0,0,null,{"$f":"ROUND(AO264*Beregn1!$G$30,4)","v":0},{"$f":"ROUND(AP264*Beregn1!$G$30,4)","v":0},{"$f":"ROUND(AQ264*Beregn1!$G$30,4)","v":0},{"$f":"ROUND(AR264*Beregn1!$G$30,4)","v":0},{"$f":"ROUND(AS264*Beregn1!$G$30,4)","v":0},{"$f":"ROUND(AT264*Beregn1!$G$30,4)","v":0}]
[null,null,null,null,null,null,null,null,null,null,null,null,null,null,null,null,null,null,null,null,null,null,null,null,null,null,null,null,null,null,null,null,null,null,null,null,{"$f":"IF(OR(AH265=0,AH265=-1),Beregn1!$E$36,AH265)","v":41},true,{"$f":"IF(AND(AK265=41,AL265=FALSE),Beregn1!$E$36,AH265)","v":0},null,0,0,0,0,0,0,null,{"$f":"ROUND(AO265*Beregn1!$G$30,4)","v":0},{"$f":"ROUND(AP265*Beregn1!$G$30,4)","v":0},{"$f":"ROUND(AQ265*Beregn1!$G$30,4)","v":0},{"$f":"ROUND(AR265*Beregn1!$G$30,4)","v":0},{"$f":"ROUND(AS265*Beregn1!$G$30,4)","v":0},{"$f":"ROUND(AT265*Beregn1!$G$30,4)","v":0}]
[null,null,null,null,null,null,null,null,null,null,null,null,null,null,null,null,null,null,null,null,null,null,null,null,null,null,null,null,null,null,null,null,null,null,null,null,{"$f":"IF(OR(AH266=0,AH266=-1),Beregn1!$E$36,AH266)","v":41},true,{"$f":"IF(AND(AK266=41,AL266=FALSE),Beregn1!$E$36,AH266)","v":0},null,0,0,0,0,0,0,null,{"$f":"ROUND(AO266*Beregn1!$G$30,4)","v":0},{"$f":"ROUND(AP266*Beregn1!$G$30,4)","v":0},{"$f":"ROUND(AQ266*Beregn1!$G$30,4)","v":0},{"$f":"ROUND(AR266*Beregn1!$G$30,4)","v":0},{"$f":"ROUND(AS266*Beregn1!$G$30,4)","v":0},{"$f":"ROUND(AT266*Beregn1!$G$30,4)","v":0}]
[null,null,null,null,null,null,null,null,null,null,null,null,null,null,null,null,null,null,null,null,null,null,null,null,null,null,null,null,null,null,null,null,null,null,null,null,{"$f":"IF(OR(AH267=0,AH267=-1),Beregn1!$E$36,AH267)","v":41},true,{"$f":"IF(AND(AK267=41,AL267=FALSE),Beregn1!$E$36,AH267)","v":0},null,0,0,0,0,0,0,null,{"$f":"ROUND(AO267*Beregn1!$G$30,4)","v":0},{"$f":"ROUND(AP267*Beregn1!$G$30,4)","v":0},{"$f":"ROUND(AQ267*Beregn1!$G$30,4)","v":0},{"$f":"ROUND(AR267*Beregn1!$G$30,4)","v":0},{"$f":"ROUND(AS267*Beregn1!$G$30,4)","v":0},{"$f":"ROUND(AT267*Beregn1!$G$30,4)","v":0}]
[null,null,null,null,null,null,null,null,null,null,null,null,null,null,null,null,null,null,null,null,null,null,null,null,null,null,null,null,null,null,null,null,null,null,null,null,{"$f":"IF(OR(AH268=0,AH268=-1),Beregn1!$E$36,AH268)","v":41},true,{"$f":"IF(AND(AK268=41,AL268=FALSE),Beregn1!$E$36,AH268)","v":0},null,0,0,0,0,0,0,null,{"$f":"ROUND(AO268*Beregn1!$G$30,4)","v":0},{"$f":"ROUND(AP268*Beregn1!$G$30,4)","v":0},{"$f":"ROUND(AQ268*Beregn1!$G$30,4)","v":0},{"$f":"ROUND(AR268*Beregn1!$G$30,4)","v":0},{"$f":"ROUND(AS268*Beregn1!$G$30,4)","v":0},{"$f":"ROUND(AT268*Beregn1!$G$30,4)","v":0}]
[null,null,null,null,null,null,null,null,null,null,null,null,null,null,null,null,null,null,null,null,null,null,null,null,null,null,null,null,null,null,null,null,null,null,null,null,{"$f":"IF(OR(AH269=0,AH269=-1),Beregn1!$E$36,AH269)","v":41},true,{"$f":"IF(AND(AK269=41,AL269=FALSE),Beregn1!$E$36,AH269)","v":0},null,0,0,0,0,0,0,null,{"$f":"ROUND(AO269*Beregn1!$G$30,4)","v":0},{"$f":"ROUND(AP269*Beregn1!$G$30,4)","v":0},{"$f":"ROUND(AQ269*Beregn1!$G$30,4)","v":0},{"$f":"ROUND(AR269*Beregn1!$G$30,4)","v":0},{"$f":"ROUND(AS269*Beregn1!$G$30,4)","v":0},{"$f":"ROUND(AT269*Beregn1!$G$30,4)","v":0}]
[null,null,null,null,null,null,null,null,null,null,null,null,null,null,null,null,null,null,null,null,null,null,null,null,null,null,null,null,null,null,null,null,null,null,null,null,{"$f":"IF(OR(AH270=0,AH270=-1),Beregn1!$E$36,AH270)","v":41},true,{"$f":"IF(AND(AK270=41,AL270=FALSE),Beregn1!$E$36,AH270)","v":0},null,0,0,0,0,0,0,null,{"$f":"ROUND(AO270*Beregn1!$G$30,4)","v":0},{"$f":"ROUND(AP270*Beregn1!$G$30,4)","v":0},{"$f":"ROUND(AQ270*Beregn1!$G$30,4)","v":0},{"$f":"ROUND(AR270*Beregn1!$G$30,4)","v":0},{"$f":"ROUND(AS270*Beregn1!$G$30,4)","v":0},{"$f":"ROUND(AT270*Beregn1!$G$30,4)","v":0}]
[null,null,null,null,null,null,null,null,null,null,null,null,null,null,null,null,null,null,null,null,null,null,null,null,null,null,null,null,null,null,null,null,null,null,null,null,{"$f":"IF(OR(AH271=0,AH271=-1),Beregn1!$E$36,AH271)","v":41},true,{"$f":"IF(AND(AK271=41,AL271=FALSE),Beregn1!$E$36,AH271)","v":0},null,0,0,0,0,0,0,null,{"$f":"ROUND(AO271*Beregn1!$G$30,4)","v":0},{"$f":"ROUND(AP271*Beregn1!$G$30,4)","v":0},{"$f":"ROUND(AQ271*Beregn1!$G$30,4)","v":0},{"$f":"ROUND(AR271*Beregn1!$G$30,4)","v":0},{"$f":"ROUND(AS271*Beregn1!$G$30,4)","v":0},{"$f":"ROUND(AT271*Beregn1!$G$30,4)","v":0}]
[null,null,null,null,null,null,null,null,null,null,null,null,null,null,null,null,null,null,null,null,null,null,null,null,null,null,null,null,null,null,null,null,null,null,null,null,{"$f":"IF(OR(AH272=0,AH272=-1),Beregn1!$E$36,AH272)","v":41},true,{"$f":"IF(AND(AK272=41,AL272=FALSE),Beregn1!$E$36,AH272)","v":0},null,0,0,0,0,0,0,null,{"$f":"ROUND(AO272*Beregn1!$G$30,4)","v":0},{"$f":"ROUND(AP272*Beregn1!$G$30,4)","v":0},{"$f":"ROUND(AQ272*Beregn1!$G$30,4)","v":0},{"$f":"ROUND(AR272*Beregn1!$G$30,4)","v":0},{"$f":"ROUND(AS272*Beregn1!$G$30,4)","v":0},{"$f":"ROUND(AT272*Beregn1!$G$30,4)","v":0}]
[null,null,null,null,null,null,null,null,null,null,null,null,null,null,null,null,null,null,null,null,null,null,null,null,null,null,null,null,null,null,null,null,null,null,null,null,{"$f":"IF(OR(AH273=0,AH273=-1),Beregn1!$E$36,AH273)","v":41},true,{"$f":"IF(AND(AK273=41,AL273=FALSE),Beregn1!$E$36,AH273)","v":0},null,0,0,0,0,0,0,null,{"$f":"ROUND(AO273*Beregn1!$G$30,4)","v":0},{"$f":"ROUND(AP273*Beregn1!$G$30,4)","v":0},{"$f":"ROUND(AQ273*Beregn1!$G$30,4)","v":0},{"$f":"ROUND(AR273*Beregn1!$G$30,4)","v":0},{"$f":"ROUND(AS273*Beregn1!$G$30,4)","v":0},{"$f":"ROUND(AT273*Beregn1!$G$30,4)","v":0}]
[null,null,null,null,null,null,null,null,null,null,null,null,null,null,null,null,null,null,null,null,null,null,null,null,null,null,null,null,null,null,null,null,null,null,null,null,{"$f":"IF(OR(AH274=0,AH274=-1),Beregn1!$E$36,AH274)","v":41},true,{"$f":"IF(AND(AK274=41,AL274=FALSE),Beregn1!$E$36,AH274)","v":0},null,0,0,0,0,0,0,null,{"$f":"ROUND(AO274*Beregn1!$G$30,4)","v":0},{"$f":"ROUND(AP274*Beregn1!$G$30,4)","v":0},{"$f":"ROUND(AQ274*Beregn1!$G$30,4)","v":0},{"$f":"ROUND(AR274*Beregn1!$G$30,4)","v":0},{"$f":"ROUND(AS274*Beregn1!$G$30,4)","v":0},{"$f":"ROUND(AT274*Beregn1!$G$30,4)","v":0}]
[null,null,null,null,null,null,null,null,null,null,null,null,null,null,null,null,null,null,null,null,null,null,null,null,null,null,null,null,null,null,null,null,null,null,null,null,{"$f":"IF(OR(AH275=0,AH275=-1),Beregn1!$E$36,AH275)","v":41},true,{"$f":"IF(AND(AK275=41,AL275=FALSE),Beregn1!$E$36,AH275)","v":0},null,0,0,0,0,0,0,null,{"$f":"ROUND(AO275*Beregn1!$G$30,4)","v":0},{"$f":"ROUND(AP275*Beregn1!$G$30,4)","v":0},{"$f":"ROUND(AQ275*Beregn1!$G$30,4)","v":0},{"$f":"ROUND(AR275*Beregn1!$G$30,4)","v":0},{"$f":"ROUND(AS275*Beregn1!$G$30,4)","v":0},{"$f":"ROUND(AT275*Beregn1!$G$30,4)","v":0}]
[null,null,null,null,null,null,null,null,null,null,null,null,null,null,null,null,null,null,null,null,null,null,null,null,null,null,null,null,null,null,null,null,null,null,null,null,{"$f":"IF(OR(AH276=0,AH276=-1),Beregn1!$E$36,AH276)","v":41},true,{"$f":"IF(AND(AK276=41,AL276=FALSE),Beregn1!$E$36,AH276)","v":0},null,0,0,0,0,0,0,null,{"$f":"ROUND(AO276*Beregn1!$G$30,4)","v":0},{"$f":"ROUND(AP276*Beregn1!$G$30,4)","v":0},{"$f":"ROUND(AQ276*Beregn1!$G$30,4)","v":0},{"$f":"ROUND(AR276*Beregn1!$G$30,4)","v":0},{"$f":"ROUND(AS276*Beregn1!$G$30,4)","v":0},{"$f":"ROUND(AT276*Beregn1!$G$30,4)","v":0}]
[null,null,null,null,null,null,null,null,null,null,null,null,null,null,null,null,null,null,null,null,null,null,null,null,null,null,null,null,null,null,null,null,null,null,null,null,{"$f":"IF(OR(AH277=0,AH277=-1),Beregn1!$E$36,AH277)","v":41},true,{"$f":"IF(AND(AK277=41,AL277=FALSE),Beregn1!$E$36,AH277)","v":0},null,0,0,0,0,0,0,null,{"$f":"ROUND(AO277*Beregn1!$G$30,4)","v":0},{"$f":"ROUND(AP277*Beregn1!$G$30,4)","v":0},{"$f":"ROUND(AQ277*Beregn1!$G$30,4)","v":0},{"$f":"ROUND(AR277*Beregn1!$G$30,4)","v":0},{"$f":"ROUND(AS277*Beregn1!$G$30,4)","v":0},{"$f":"ROUND(AT277*Beregn1!$G$30,4)","v":0}]
[null,null,null,null,null,null,null,null,null,null,null,null,null,null,null,null,null,null,null,null,null,null,null,null,null,null,null,null,null,null,null,null,null,null,null,null,{"$f":"IF(OR(AH278=0,AH278=-1),Beregn1!$E$36,AH278)","v":41},true,{"$f":"IF(AND(AK278=41,AL278=FALSE),Beregn1!$E$36,AH278)","v":0},null,0,0,0,0,0,0,null,{"$f":"ROUND(AO278*Beregn1!$G$30,4)","v":0},{"$f":"ROUND(AP278*Beregn1!$G$30,4)","v":0},{"$f":"ROUND(AQ278*Beregn1!$G$30,4)","v":0},{"$f":"ROUND(AR278*Beregn1!$G$30,4)","v":0},{"$f":"ROUND(AS278*Beregn1!$G$30,4)","v":0},{"$f":"ROUND(AT278*Beregn1!$G$30,4)","v":0}]
[null,null,null,null,null,null,null,null,null,null,null,null,null,null,null,null,null,null,null,null,null,null,null,null,null,null,null,null,null,null,null,null,null,null,null,null,{"$f":"IF(OR(AH279=0,AH279=-1),Beregn1!$E$36,AH279)","v":41},true,{"$f":"IF(AND(AK279=41,AL279=FALSE),Beregn1!$E$36,AH279)","v":0},null,0,0,0,0,0,0,null,{"$f":"ROUND(AO279*Beregn1!$G$30,4)","v":0},{"$f":"ROUND(AP279*Beregn1!$G$30,4)","v":0},{"$f":"ROUND(AQ279*Beregn1!$G$30,4)","v":0},{"$f":"ROUND(AR279*Beregn1!$G$30,4)","v":0},{"$f":"ROUND(AS279*Beregn1!$G$30,4)","v":0},{"$f":"ROUND(AT279*Beregn1!$G$30,4)","v":0}]
[null,null,null,null,null,null,null,null,null,null,null,null,null,null,null,null,null,null,null,null,null,null,null,null,null,null,null,null,null,null,null,null,null,null,null,null,{"$f":"IF(OR(AH280=0,AH280=-1),Beregn1!$E$36,AH280)","v":41},true,{"$f":"IF(AND(AK280=41,AL280=FALSE),Beregn1!$E$36,AH280)","v":0},null,0,0,0,0,0,0,null,{"$f":"ROUND(AO280*Beregn1!$G$30,4)","v":0},{"$f":"ROUND(AP280*Beregn1!$G$30,4)","v":0},{"$f":"ROUND(AQ280*Beregn1!$G$30,4)","v":0},{"$f":"ROUND(AR280*Beregn1!$G$30,4)","v":0},{"$f":"ROUND(AS280*Beregn1!$G$30,4)","v":0},{"$f":"ROUND(AT280*Beregn1!$G$30,4)","v":0}]
[null,null,null,null,null,null,null,null,null,null,null,null,null,null,null,null,null,null,null,null,null,null,null,null,null,null,null,null,null,null,null,null,null,null,null,null,{"$f":"IF(OR(AH281=0,AH281=-1),Beregn1!$E$36,AH281)","v":41},true,{"$f":"IF(AND(AK281=41,AL281=FALSE),Beregn1!$E$36,AH281)","v":0},null,0,0,0,0,0,0,null,{"$f":"ROUND(AO281*Beregn1!$G$30,4)","v":0},{"$f":"ROUND(AP281*Beregn1!$G$30,4)","v":0},{"$f":"ROUND(AQ281*Beregn1!$G$30,4)","v":0},{"$f":"ROUND(AR281*Beregn1!$G$30,4)","v":0},{"$f":"ROUND(AS281*Beregn1!$G$30,4)","v":0},{"$f":"ROUND(AT281*Beregn1!$G$30,4)","v":0}]
[null,null,null,null,null,null,null,null,null,null,null,null,null,null,null,null,null,null,null,null,null,null,null,null,null,null,null,null,null,null,null,null,null,null,null,null,{"$f":"IF(OR(AH282=0,AH282=-1),Beregn1!$E$36,AH282)","v":41},true,{"$f":"IF(AND(AK282=41,AL282=FALSE),Beregn1!$E$36,AH282)","v":0},null,0,0,0,0,0,0,null,{"$f":"ROUND(AO282*Beregn1!$G$30,4)","v":0},{"$f":"ROUND(AP282*Beregn1!$G$30,4)","v":0},{"$f":"ROUND(AQ282*Beregn1!$G$30,4)","v":0},{"$f":"ROUND(AR282*Beregn1!$G$30,4)","v":0},{"$f":"ROUND(AS282*Beregn1!$G$30,4)","v":0},{"$f":"ROUND(AT282*Beregn1!$G$30,4)","v":0}]
[null,null,null,null,null,null,null,null,null,null,null,null,null,null,null,null,null,null,null,null,null,null,null,null,null,null,null,null,null,null,null,null,null,null,null,null,{"$f":"IF(OR(AH283=0,AH283=-1),Beregn1!$E$36,AH283)","v":41},true,{"$f":"IF(AND(AK283=41,AL283=FALSE),Beregn1!$E$36,AH283)","v":0},null,0,0,0,0,0,0,null,{"$f":"ROUND(AO283*Beregn1!$G$30,4)","v":0},{"$f":"ROUND(AP283*Beregn1!$G$30,4)","v":0},{"$f":"ROUND(AQ283*Beregn1!$G$30,4)","v":0},{"$f":"ROUND(AR283*Beregn1!$G$30,4)","v":0},{"$f":"ROUND(AS283*Beregn1!$G$30,4)","v":0},{"$f":"ROUND(AT283*Beregn1!$G$30,4)","v":0}]
[null,null,null,null,null,null,null,null,null,null,null,null,null,null,null,null,null,null,null,null,null,null,null,null,null,null,null,null,null,null,null,null,null,null,null,null,{"$f":"IF(OR(AH284=0,AH284=-1),Beregn1!$E$36,AH284)","v":41},true,{"$f":"IF(AND(AK284=41,AL284=FALSE),Beregn1!$E$36,AH284)","v":0},null,0,0,0,0,0,0,null,{"$f":"ROUND(AO284*Beregn1!$G$30,4)","v":0},{"$f":"ROUND(AP284*Beregn1!$G$30,4)","v":0},{"$f":"ROUND(AQ284*Beregn1!$G$30,4)","v":0},{"$f":"ROUND(AR284*Beregn1!$G$30,4)","v":0},{"$f":"ROUND(AS284*Beregn1!$G$30,4)","v":0},{"$f":"ROUND(AT284*Beregn1!$G$30,4)","v":0}]
[null,null,null,null,null,null,null,null,null,null,null,null,null,null,null,null,null,null,null,null,null,null,null,null,null,null,null,null,null,null,null,null,null,null,null,null,{"$f":"IF(OR(AH285=0,AH285=-1),Beregn1!$E$36,AH285)","v":41},true,{"$f":"IF(AND(AK285=41,AL285=FALSE),Beregn1!$E$36,AH285)","v":0},null,0,0,0,0,0,0,null,{"$f":"ROUND(AO285*Beregn1!$G$30,4)","v":0},{"$f":"ROUND(AP285*Beregn1!$G$30,4)","v":0},{"$f":"ROUND(AQ285*Beregn1!$G$30,4)","v":0},{"$f":"ROUND(AR285*Beregn1!$G$30,4)","v":0},{"$f":"ROUND(AS285*Beregn1!$G$30,4)","v":0},{"$f":"ROUND(AT285*Beregn1!$G$30,4)","v":0}]
[null,null,null,null,null,null,null,null,null,null,null,null,null,null,null,null,null,null,null,null,null,null,null,null,null,null,null,null,null,null,null,null,null,null,null,null,{"$f":"IF(OR(AH286=0,AH286=-1),Beregn1!$E$36,AH286)","v":41},true,{"$f":"IF(AND(AK286=41,AL286=FALSE),Beregn1!$E$36,AH286)","v":0},null,0,0,0,0,0,0,null,{"$f":"ROUND(AO286*Beregn1!$G$30,4)","v":0},{"$f":"ROUND(AP286*Beregn1!$G$30,4)","v":0},{"$f":"ROUND(AQ286*Beregn1!$G$30,4)","v":0},{"$f":"ROUND(AR286*Beregn1!$G$30,4)","v":0},{"$f":"ROUND(AS286*Beregn1!$G$30,4)","v":0},{"$f":"ROUND(AT286*Beregn1!$G$30,4)","v":0}]
[null,null,null,null,null,null,null,null,null,null,null,null,null,null,null,null,null,null,null,null,null,null,null,null,null,null,null,null,null,null,null,null,null,null,null,null,{"$f":"IF(OR(AH287=0,AH287=-1),Beregn1!$E$36,AH287)","v":41},true,{"$f":"IF(AND(AK287=41,AL287=FALSE),Beregn1!$E$36,AH287)","v":0},null,0,0,0,0,0,0,null,{"$f":"ROUND(AO287*Beregn1!$G$30,4)","v":0},{"$f":"ROUND(AP287*Beregn1!$G$30,4)","v":0},{"$f":"ROUND(AQ287*Beregn1!$G$30,4)","v":0},{"$f":"ROUND(AR287*Beregn1!$G$30,4)","v":0},{"$f":"ROUND(AS287*Beregn1!$G$30,4)","v":0},{"$f":"ROUND(AT287*Beregn1!$G$30,4)","v":0}]
[null,null,null,null,null,null,null,null,null,null,null,null,null,null,null,null,null,null,null,null,null,null,null,null,null,null,null,null,null,null,null,null,null,null,null,null,{"$f":"IF(OR(AH288=0,AH288=-1),Beregn1!$E$36,AH288)","v":41},true,{"$f":"IF(AND(AK288=41,AL288=FALSE),Beregn1!$E$36,AH288)","v":0},null,0,0,0,0,0,0,null,{"$f":"ROUND(AO288*Beregn1!$G$30,4)","v":0},{"$f":"ROUND(AP288*Beregn1!$G$30,4)","v":0},{"$f":"ROUND(AQ288*Beregn1!$G$30,4)","v":0},{"$f":"ROUND(AR288*Beregn1!$G$30,4)","v":0},{"$f":"ROUND(AS288*Beregn1!$G$30,4)","v":0},{"$f":"ROUND(AT288*Beregn1!$G$30,4)","v":0}]
[null,null,null,null,null,null,null,null,null,null,null,null,null,null,null,null,null,null,null,null,null,null,null,null,null,null,null,null,null,null,null,null,null,null,null,null,{"$f":"IF(OR(AH289=0,AH289=-1),Beregn1!$E$36,AH289)","v":41},true,{"$f":"IF(AND(AK289=41,AL289=FALSE),Beregn1!$E$36,AH289)","v":0},null,0,0,0,0,0,0,null,{"$f":"ROUND(AO289*Beregn1!$G$30,4)","v":0},{"$f":"ROUND(AP289*Beregn1!$G$30,4)","v":0},{"$f":"ROUND(AQ289*Beregn1!$G$30,4)","v":0},{"$f":"ROUND(AR289*Beregn1!$G$30,4)","v":0},{"$f":"ROUND(AS289*Beregn1!$G$30,4)","v":0},{"$f":"ROUND(AT289*Beregn1!$G$30,4)","v":0}]
[null,null,null,null,null,null,null,null,null,null,null,null,null,null,null,null,null,null,null,null,null,null,null,null,null,null,null,null,null,null,null,null,null,null,null,null,{"$f":"IF(OR(AH290=0,AH290=-1),Beregn1!$E$36,AH290)","v":41},true,{"$f":"IF(AND(AK290=41,AL290=FALSE),Beregn1!$E$36,AH290)","v":0},null,0,0,0,0,0,0,null,{"$f":"ROUND(AO290*Beregn1!$G$30,4)","v":0},{"$f":"ROUND(AP290*Beregn1!$G$30,4)","v":0},{"$f":"ROUND(AQ290*Beregn1!$G$30,4)","v":0},{"$f":"ROUND(AR290*Beregn1!$G$30,4)","v":0},{"$f":"ROUND(AS290*Beregn1!$G$30,4)","v":0},{"$f":"ROUND(AT290*Beregn1!$G$30,4)","v":0}]
[null,null,null,null,null,null,null,null,null,null,null,null,null,null,null,null,null,null,null,null,null,null,null,null,null,null,null,null,null,null,null,null,null,null,null,null,{"$f":"IF(OR(AH291=0,AH291=-1),Beregn1!$E$36,AH291)","v":41},true,{"$f":"IF(AND(AK291=41,AL291=FALSE),Beregn1!$E$36,AH291)","v":0},null,0,0,0,0,0,0,null,{"$f":"ROUND(AO291*Beregn1!$G$30,4)","v":0},{"$f":"ROUND(AP291*Beregn1!$G$30,4)","v":0},{"$f":"ROUND(AQ291*Beregn1!$G$30,4)","v":0},{"$f":"ROUND(AR291*Beregn1!$G$30,4)","v":0},{"$f":"ROUND(AS291*Beregn1!$G$30,4)","v":0},{"$f":"ROUND(AT291*Beregn1!$G$30,4)","v":0}]
[null,null,null,null,null,null,null,null,null,null,null,null,null,null,null,null,null,null,null,null,null,null,null,null,null,null,null,null,null,null,null,null,null,null,null,null,{"$f":"IF(OR(AH292=0,AH292=-1),Beregn1!$E$36,AH292)","v":41},true,{"$f":"IF(AND(AK292=41,AL292=FALSE),Beregn1!$E$36,AH292)","v":0},null,0,0,0,0,0,0,null,{"$f":"ROUND(AO292*Beregn1!$G$30,4)","v":0},{"$f":"ROUND(AP292*Beregn1!$G$30,4)","v":0},{"$f":"ROUND(AQ292*Beregn1!$G$30,4)","v":0},{"$f":"ROUND(AR292*Beregn1!$G$30,4)","v":0},{"$f":"ROUND(AS292*Beregn1!$G$30,4)","v":0},{"$f":"ROUND(AT292*Beregn1!$G$30,4)","v":0}]
[null,null,null,null,null,null,null,null,null,null,null,null,null,null,null,null,null,null,null,null,null,null,null,null,null,null,null,null,null,null,null,null,null,null,null,null,{"$f":"IF(OR(AH293=0,AH293=-1),Beregn1!$E$36,AH293)","v":41},true,{"$f":"IF(AND(AK293=41,AL293=FALSE),Beregn1!$E$36,AH293)","v":0},null,0,0,0,0,0,0,null,{"$f":"ROUND(AO293*Beregn1!$G$30,4)","v":0},{"$f":"ROUND(AP293*Beregn1!$G$30,4)","v":0},{"$f":"ROUND(AQ293*Beregn1!$G$30,4)","v":0},{"$f":"ROUND(AR293*Beregn1!$G$30,4)","v":0},{"$f":"ROUND(AS293*Beregn1!$G$30,4)","v":0},{"$f":"ROUND(AT293*Beregn1!$G$30,4)","v":0}]
[null,null,null,null,null,null,null,null,null,null,null,null,null,null,null,null,null,null,null,null,null,null,null,null,null,null,null,null,null,null,null,null,null,null,null,null,{"$f":"IF(OR(AH294=0,AH294=-1),Beregn1!$E$36,AH294)","v":41},true,{"$f":"IF(AND(AK294=41,AL294=FALSE),Beregn1!$E$36,AH294)","v":0},null,0,0,0,0,0,0,null,{"$f":"ROUND(AO294*Beregn1!$G$30,4)","v":0},{"$f":"ROUND(AP294*Beregn1!$G$30,4)","v":0},{"$f":"ROUND(AQ294*Beregn1!$G$30,4)","v":0},{"$f":"ROUND(AR294*Beregn1!$G$30,4)","v":0},{"$f":"ROUND(AS294*Beregn1!$G$30,4)","v":0},{"$f":"ROUND(AT294*Beregn1!$G$30,4)","v":0}]
[null,null,null,null,null,null,null,null,null,null,null,null,null,null,null,null,null,null,null,null,null,null,null,null,null,null,null,null,null,null,null,null,null,null,null,null,{"$f":"IF(OR(AH295=0,AH295=-1),Beregn1!$E$36,AH295)","v":41},true,{"$f":"IF(AND(AK295=41,AL295=FALSE),Beregn1!$E$36,AH295)","v":0},null,0,0,0,0,0,0,null,{"$f":"ROUND(AO295*Beregn1!$G$30,4)","v":0},{"$f":"ROUND(AP295*Beregn1!$G$30,4)","v":0},{"$f":"ROUND(AQ295*Beregn1!$G$30,4)","v":0},{"$f":"ROUND(AR295*Beregn1!$G$30,4)","v":0},{"$f":"ROUND(AS295*Beregn1!$G$30,4)","v":0},{"$f":"ROUND(AT295*Beregn1!$G$30,4)","v":0}]
[null,null,null,null,null,null,null,null,null,null,null,null,null,null,null,null,null,null,null,null,null,null,null,null,null,null,null,null,null,null,null,null,null,null,null,null,{"$f":"IF(OR(AH296=0,AH296=-1),Beregn1!$E$36,AH296)","v":41},true,{"$f":"IF(AND(AK296=41,AL296=FALSE),Beregn1!$E$36,AH296)","v":0},null,0,0,0,0,0,0,null,{"$f":"ROUND(AO296*Beregn1!$G$30,4)","v":0},{"$f":"ROUND(AP296*Beregn1!$G$30,4)","v":0},{"$f":"ROUND(AQ296*Beregn1!$G$30,4)","v":0},{"$f":"ROUND(AR296*Beregn1!$G$30,4)","v":0},{"$f":"ROUND(AS296*Beregn1!$G$30,4)","v":0},{"$f":"ROUND(AT296*Beregn1!$G$30,4)","v":0}]
[null,null,null,null,null,null,null,null,null,null,null,null,null,null,null,null,null,null,null,null,null,null,null,null,null,null,null,null,null,null,null,null,null,null,null,null,{"$f":"IF(OR(AH297=0,AH297=-1),Beregn1!$E$36,AH297)","v":41},true,{"$f":"IF(AND(AK297=41,AL297=FALSE),Beregn1!$E$36,AH297)","v":0},null,0,0,0,0,0,0,null,{"$f":"ROUND(AO297*Beregn1!$G$30,4)","v":0},{"$f":"ROUND(AP297*Beregn1!$G$30,4)","v":0},{"$f":"ROUND(AQ297*Beregn1!$G$30,4)","v":0},{"$f":"ROUND(AR297*Beregn1!$G$30,4)","v":0},{"$f":"ROUND(AS297*Beregn1!$G$30,4)","v":0},{"$f":"ROUND(AT297*Beregn1!$G$30,4)","v":0}]
[null,null,null,null,null,null,null,null,null,null,null,null,null,null,null,null,null,null,null,null,null,null,null,null,null,null,null,null,null,null,null,null,null,null,null,null,{"$f":"IF(OR(AH298=0,AH298=-1),Beregn1!$E$36,AH298)","v":41},true,{"$f":"IF(AND(AK298=41,AL298=FALSE),Beregn1!$E$36,AH298)","v":0},null,0,0,0,0,0,0,null,{"$f":"ROUND(AO298*Beregn1!$G$30,4)","v":0},{"$f":"ROUND(AP298*Beregn1!$G$30,4)","v":0},{"$f":"ROUND(AQ298*Beregn1!$G$30,4)","v":0},{"$f":"ROUND(AR298*Beregn1!$G$30,4)","v":0},{"$f":"ROUND(AS298*Beregn1!$G$30,4)","v":0},{"$f":"ROUND(AT298*Beregn1!$G$30,4)","v":0}]
[null,null,null,null,null,null,null,null,null,null,null,null,null,null,null,null,null,null,null,null,null,null,null,null,null,null,null,null,null,null,null,null,null,null,null,null,{"$f":"IF(OR(AH299=0,AH299=-1),Beregn1!$E$36,AH299)","v":41},true,{"$f":"IF(AND(AK299=41,AL299=FALSE),Beregn1!$E$36,AH299)","v":0},null,0,0,0,0,0,0,null,{"$f":"ROUND(AO299*Beregn1!$G$30,4)","v":0},{"$f":"ROUND(AP299*Beregn1!$G$30,4)","v":0},{"$f":"ROUND(AQ299*Beregn1!$G$30,4)","v":0},{"$f":"ROUND(AR299*Beregn1!$G$30,4)","v":0},{"$f":"ROUND(AS299*Beregn1!$G$30,4)","v":0},{"$f":"ROUND(AT299*Beregn1!$G$30,4)","v":0}]
[null,null,null,null,null,null,null,null,null,null,null,null,null,null,null,null,null,null,null,null,null,null,null,null,null,null,null,null,null,null,null,null,null,null,null,null,{"$f":"IF(OR(AH300=0,AH300=-1),Beregn1!$E$36,AH300)","v":41},true,{"$f":"IF(AND(AK300=41,AL300=FALSE),Beregn1!$E$36,AH300)","v":0},null,0,0,0,0,0,0,null,{"$f":"ROUND(AO300*Beregn1!$G$30,4)","v":0},{"$f":"ROUND(AP300*Beregn1!$G$30,4)","v":0},{"$f":"ROUND(AQ300*Beregn1!$G$30,4)","v":0},{"$f":"ROUND(AR300*Beregn1!$G$30,4)","v":0},{"$f":"ROUND(AS300*Beregn1!$G$30,4)","v":0},{"$f":"ROUND(AT300*Beregn1!$G$30,4)","v":0}]
[null,null,null,null,null,null,null,null,null,null,null,null,null,null,null,null,null,null,null,null,null,null,null,null,null,null,null,null,null,null,null,null,null,null,null,null,{"$f":"IF(OR(AH301=0,AH301=-1),Beregn1!$E$36,AH301)","v":41},true,{"$f":"IF(AND(AK301=41,AL301=FALSE),Beregn1!$E$36,AH301)","v":0},null,0,0,0,0,0,0,null,{"$f":"ROUND(AO301*Beregn1!$G$30,4)","v":0},{"$f":"ROUND(AP301*Beregn1!$G$30,4)","v":0},{"$f":"ROUND(AQ301*Beregn1!$G$30,4)","v":0},{"$f":"ROUND(AR301*Beregn1!$G$30,4)","v":0},{"$f":"ROUND(AS301*Beregn1!$G$30,4)","v":0},{"$f":"ROUND(AT301*Beregn1!$G$30,4)","v":0}]
[null,null,null,null,null,null,null,null,null,null,null,null,null,null,null,null,null,null,null,null,null,null,null,null,null,null,null,null,null,null,null,null,null,null,null,null,{"$f":"IF(OR(AH302=0,AH302=-1),Beregn1!$E$36,AH302)","v":41},true,{"$f":"IF(AND(AK302=41,AL302=FALSE),Beregn1!$E$36,AH302)","v":0},null,0,0,0,0,0,0,null,{"$f":"ROUND(AO302*Beregn1!$G$30,4)","v":0},{"$f":"ROUND(AP302*Beregn1!$G$30,4)","v":0},{"$f":"ROUND(AQ302*Beregn1!$G$30,4)","v":0},{"$f":"ROUND(AR302*Beregn1!$G$30,4)","v":0},{"$f":"ROUND(AS302*Beregn1!$G$30,4)","v":0},{"$f":"ROUND(AT302*Beregn1!$G$30,4)","v":0}]
[null,null,null,null,null,null,null,null,null,null,null,null,null,null,null,null,null,null,null,null,null,null,null,null,null,null,null,null,null,null,null,null,null,null,null,null,{"$f":"IF(OR(AH303=0,AH303=-1),Beregn1!$E$36,AH303)","v":41},true,{"$f":"IF(AND(AK303=41,AL303=FALSE),Beregn1!$E$36,AH303)","v":0},null,0,0,0,0,0,0,null,{"$f":"ROUND(AO303*Beregn1!$G$30,4)","v":0},{"$f":"ROUND(AP303*Beregn1!$G$30,4)","v":0},{"$f":"ROUND(AQ303*Beregn1!$G$30,4)","v":0},{"$f":"ROUND(AR303*Beregn1!$G$30,4)","v":0},{"$f":"ROUND(AS303*Beregn1!$G$30,4)","v":0},{"$f":"ROUND(AT303*Beregn1!$G$30,4)","v":0}]
[null,null,null,null,null,null,null,null,null,null,null,null,null,null,null,null,null,null,null,null,null,null,null,null,null,null,null,null,null,null,null,null,null,null,null,null,{"$f":"IF(OR(AH304=0,AH304=-1),Beregn1!$E$36,AH304)","v":41},true,{"$f":"IF(AND(AK304=41,AL304=FALSE),Beregn1!$E$36,AH304)","v":0},null,0,0,0,0,0,0,null,{"$f":"ROUND(AO304*Beregn1!$G$30,4)","v":0},{"$f":"ROUND(AP304*Beregn1!$G$30,4)","v":0},{"$f":"ROUND(AQ304*Beregn1!$G$30,4)","v":0},{"$f":"ROUND(AR304*Beregn1!$G$30,4)","v":0},{"$f":"ROUND(AS304*Beregn1!$G$30,4)","v":0},{"$f":"ROUND(AT304*Beregn1!$G$30,4)","v":0}]
[null,null,null,null,null,null,null,null,null,null,null,null,null,null,null,null,null,null,null,null,null,null,null,null,null,null,null,null,null,null,null,null,null,null,null,null,{"$f":"IF(OR(AH305=0,AH305=-1),Beregn1!$E$36,AH305)","v":41},true,{"$f":"IF(AND(AK305=41,AL305=FALSE),Beregn1!$E$36,AH305)","v":0},null,0,0,0,0,0,0,null,{"$f":"ROUND(AO305*Beregn1!$G$30,4)","v":0},{"$f":"ROUND(AP305*Beregn1!$G$30,4)","v":0},{"$f":"ROUND(AQ305*Beregn1!$G$30,4)","v":0},{"$f":"ROUND(AR305*Beregn1!$G$30,4)","v":0},{"$f":"ROUND(AS305*Beregn1!$G$30,4)","v":0},{"$f":"ROUND(AT305*Beregn1!$G$30,4)","v":0}]
[null,null,null,null,null,null,null,null,null,null,null,null,null,null,null,null,null,null,null,null,null,null,null,null,null,null,null,null,null,null,null,null,null,null,null,null,{"$f":"IF(OR(AH306=0,AH306=-1),Beregn1!$E$36,AH306)","v":41},true,{"$f":"IF(AND(AK306=41,AL306=FALSE),Beregn1!$E$36,AH306)","v":0},null,0,0,0,0,0,0,null,{"$f":"ROUND(AO306*Beregn1!$G$30,4)","v":0},{"$f":"ROUND(AP306*Beregn1!$G$30,4)","v":0},{"$f":"ROUND(AQ306*Beregn1!$G$30,4)","v":0},{"$f":"ROUND(AR306*Beregn1!$G$30,4)","v":0},{"$f":"ROUND(AS306*Beregn1!$G$30,4)","v":0},{"$f":"ROUND(AT306*Beregn1!$G$30,4)","v":0}]
[null,null,null,null,null,null,null,null,null,null,null,null,null,null,null,null,null,null,null,null,null,null,null,null,null,null,null,null,null,null,null,null,null,null,null,null,{"$f":"IF(OR(AH307=0,AH307=-1),Beregn1!$E$36,AH307)","v":41},true,{"$f":"IF(AND(AK307=41,AL307=FALSE),Beregn1!$E$36,AH307)","v":0},null,0,0,0,0,0,0,null,{"$f":"ROUND(AO307*Beregn1!$G$30,4)","v":0},{"$f":"ROUND(AP307*Beregn1!$G$30,4)","v":0},{"$f":"ROUND(AQ307*Beregn1!$G$30,4)","v":0},{"$f":"ROUND(AR307*Beregn1!$G$30,4)","v":0},{"$f":"ROUND(AS307*Beregn1!$G$30,4)","v":0},{"$f":"ROUND(AT307*Beregn1!$G$30,4)","v":0}]
[null,null,null,null,null,null,null,null,null,null,null,null,null,null,null,null,null,null,null,null,null,null,null,null,null,null,null,null,null,null,null,null,null,null,null,null,{"$f":"IF(OR(AH308=0,AH308=-1),Beregn1!$E$36,AH308)","v":41},true,{"$f":"IF(AND(AK308=41,AL308=FALSE),Beregn1!$E$36,AH308)","v":0},null,0,0,0,0,0,0,null,{"$f":"ROUND(AO308*Beregn1!$G$30,4)","v":0},{"$f":"ROUND(AP308*Beregn1!$G$30,4)","v":0},{"$f":"ROUND(AQ308*Beregn1!$G$30,4)","v":0},{"$f":"ROUND(AR308*Beregn1!$G$30,4)","v":0},{"$f":"ROUND(AS308*Beregn1!$G$30,4)","v":0},{"$f":"ROUND(AT308*Beregn1!$G$30,4)","v":0}]
[null,null,null,null,null,null,null,null,null,null,null,null,null,null,null,null,null,null,null,null,null,null,null,null,null,null,null,null,null,null,null,null,null,null,null,null,{"$f":"IF(OR(AH309=0,AH309=-1),Beregn1!$E$36,AH309)","v":41},true,{"$f":"IF(AND(AK309=41,AL309=FALSE),Beregn1!$E$36,AH309)","v":0},null,0,0,0,0,0,0,null,{"$f":"ROUND(AO309*Beregn1!$G$30,4)","v":0},{"$f":"ROUND(AP309*Beregn1!$G$30,4)","v":0},{"$f":"ROUND(AQ309*Beregn1!$G$30,4)","v":0},{"$f":"ROUND(AR309*Beregn1!$G$30,4)","v":0},{"$f":"ROUND(AS309*Beregn1!$G$30,4)","v":0},{"$f":"ROUND(AT309*Beregn1!$G$30,4)","v":0}]
[null,null,null,null,null,null,null,null,null,null,null,null,null,null,null,null,null,null,null,null,null,null,null,null,null,null,null,null,null,null,null,null,null,null,null,null,{"$f":"IF(OR(AH310=0,AH310=-1),Beregn1!$E$36,AH310)","v":41},true,{"$f":"IF(AND(AK310=41,AL310=FALSE),Beregn1!$E$36,AH310)","v":0},null,0,0,0,0,0,0,null,{"$f":"ROUND(AO310*Beregn1!$G$30,4)","v":0},{"$f":"ROUND(AP310*Beregn1!$G$30,4)","v":0},{"$f":"ROUND(AQ310*Beregn1!$G$30,4)","v":0},{"$f":"ROUND(AR310*Beregn1!$G$30,4)","v":0},{"$f":"ROUND(AS310*Beregn1!$G$30,4)","v":0},{"$f":"ROUND(AT310*Beregn1!$G$30,4)","v":0}]
[null,null,null,null,null,null,null,null,null,null,null,null,null,null,null,null,null,null,null,null,null,null,null,null,null,null,null,null,null,null,null,null,null,null,null,null,{"$f":"IF(OR(AH311=0,AH311=-1),Beregn1!$E$36,AH311)","v":41},true,{"$f":"IF(AND(AK311=41,AL311=FALSE),Beregn1!$E$36,AH311)","v":0},null,0,0,0,0,0,0,null,{"$f":"ROUND(AO311*Beregn1!$G$30,4)","v":0},{"$f":"ROUND(AP311*Beregn1!$G$30,4)","v":0},{"$f":"ROUND(AQ311*Beregn1!$G$30,4)","v":0},{"$f":"ROUND(AR311*Beregn1!$G$30,4)","v":0},{"$f":"ROUND(AS311*Beregn1!$G$30,4)","v":0},{"$f":"ROUND(AT311*Beregn1!$G$30,4)","v":0}]
[null,null,null,null,null,null,null,null,null,null,null,null,null,null,null,null,null,null,null,null,null,null,null,null,null,null,null,null,null,null,null,null,null,null,null,null,{"$f":"IF(OR(AH312=0,AH312=-1),Beregn1!$E$36,AH312)","v":41},true,{"$f":"IF(AND(AK312=41,AL312=FALSE),Beregn1!$E$36,AH312)","v":0},null,0,0,0,0,0,0,null,{"$f":"ROUND(AO312*Beregn1!$G$30,4)","v":0},{"$f":"ROUND(AP312*Beregn1!$G$30,4)","v":0},{"$f":"ROUND(AQ312*Beregn1!$G$30,4)","v":0},{"$f":"ROUND(AR312*Beregn1!$G$30,4)","v":0},{"$f":"ROUND(AS312*Beregn1!$G$30,4)","v":0},{"$f":"ROUND(AT312*Beregn1!$G$30,4)","v":0}]
[null,null,null,null,null,null,null,null,null,null,null,null,null,null,null,null,null,null,null,null,null,null,null,null,null,null,null,null,null,null,null,null,null,null,null,null,{"$f":"IF(OR(AH313=0,AH313=-1),Beregn1!$E$36,AH313)","v":41},true,{"$f":"IF(AND(AK313=41,AL313=FALSE),Beregn1!$E$36,AH313)","v":0},null,0,0,0,0,0,0,null,{"$f":"ROUND(AO313*Beregn1!$G$30,4)","v":0},{"$f":"ROUND(AP313*Beregn1!$G$30,4)","v":0},{"$f":"ROUND(AQ313*Beregn1!$G$30,4)","v":0},{"$f":"ROUND(AR313*Beregn1!$G$30,4)","v":0},{"$f":"ROUND(AS313*Beregn1!$G$30,4)","v":0},{"$f":"ROUND(AT313*Beregn1!$G$30,4)","v":0}]
[null,null,null,null,null,null,null,null,null,null,null,null,null,null,null,null,null,null,null,null,null,null,null,null,null,null,null,null,null,null,null,null,null,null,null,null,{"$f":"IF(OR(AH314=0,AH314=-1),Beregn1!$E$36,AH314)","v":41},true,{"$f":"IF(AND(AK314=41,AL314=FALSE),Beregn1!$E$36,AH314)","v":0},null,0,0,0,0,0,0,null,{"$f":"ROUND(AO314*Beregn1!$G$30,4)","v":0},{"$f":"ROUND(AP314*Beregn1!$G$30,4)","v":0},{"$f":"ROUND(AQ314*Beregn1!$G$30,4)","v":0},{"$f":"ROUND(AR314*Beregn1!$G$30,4)","v":0},{"$f":"ROUND(AS314*Beregn1!$G$30,4)","v":0},{"$f":"ROUND(AT314*Beregn1!$G$30,4)","v":0}]
[null,null,null,null,null,null,null,null,null,null,null,null,null,null,null,null,null,null,null,null,null,null,null,null,null,null,null,null,null,null,null,null,null,null,null,null,{"$f":"IF(OR(AH315=0,AH315=-1),Beregn1!$E$36,AH315)","v":41},true,{"$f":"IF(AND(AK315=41,AL315=FALSE),Beregn1!$E$36,AH315)","v":0},null,0,0,0,0,0,0,null,{"$f":"ROUND(AO315*Beregn1!$G$30,4)","v":0},{"$f":"ROUND(AP315*Beregn1!$G$30,4)","v":0},{"$f":"ROUND(AQ315*Beregn1!$G$30,4)","v":0},{"$f":"ROUND(AR315*Beregn1!$G$30,4)","v":0},{"$f":"ROUND(AS315*Beregn1!$G$30,4)","v":0},{"$f":"ROUND(AT315*Beregn1!$G$30,4)","v":0}]
[null,null,null,null,null,null,null,null,null,null,null,null,null,null,null,null,null,null,null,null,null,null,null,null,null,null,null,null,null,null,null,null,null,null,null,null,{"$f":"IF(OR(AH316=0,AH316=-1),Beregn1!$E$36,AH316)","v":41},true,{"$f":"IF(AND(AK316=41,AL316=FALSE),Beregn1!$E$36,AH316)","v":0},null,0,0,0,0,0,0,null,{"$f":"ROUND(AO316*Beregn1!$G$30,4)","v":0},{"$f":"ROUND(AP316*Beregn1!$G$30,4)","v":0},{"$f":"ROUND(AQ316*Beregn1!$G$30,4)","v":0},{"$f":"ROUND(AR316*Beregn1!$G$30,4)","v":0},{"$f":"ROUND(AS316*Beregn1!$G$30,4)","v":0},{"$f":"ROUND(AT316*Beregn1!$G$30,4)","v":0}]
[null,null,null,null,null,null,null,null,null,null,null,null,null,null,null,null,null,null,null,null,null,null,null,null,null,null,null,null,null,null,null,null,null,null,null,null,{"$f":"IF(OR(AH317=0,AH317=-1),Beregn1!$E$36,AH317)","v":41},true,{"$f":"IF(AND(AK317=41,AL317=FALSE),Beregn1!$E$36,AH317)","v":0},null,0,0,0,0,0,0,null,{"$f":"ROUND(AO317*Beregn1!$G$30,4)","v":0},{"$f":"ROUND(AP317*Beregn1!$G$30,4)","v":0},{"$f":"ROUND(AQ317*Beregn1!$G$30,4)","v":0},{"$f":"ROUND(AR317*Beregn1!$G$30,4)","v":0},{"$f":"ROUND(AS317*Beregn1!$G$30,4)","v":0},{"$f":"ROUND(AT317*Beregn1!$G$30,4)","v":0}]
[null,null,null,null,null,null,null,null,null,null,null,null,null,null,null,null,null,null,null,null,null,null,null,null,null,null,null,null,null,null,null,null,null,null,null,null,{"$f":"IF(OR(AH318=0,AH318=-1),Beregn1!$E$36,AH318)","v":41},true,{"$f":"IF(AND(AK318=41,AL318=FALSE),Beregn1!$E$36,AH318)","v":0},null,0,0,0,0,0,0,null,{"$f":"ROUND(AO318*Beregn1!$G$30,4)","v":0},{"$f":"ROUND(AP318*Beregn1!$G$30,4)","v":0},{"$f":"ROUND(AQ318*Beregn1!$G$30,4)","v":0},{"$f":"ROUND(AR318*Beregn1!$G$30,4)","v":0},{"$f":"ROUND(AS318*Beregn1!$G$30,4)","v":0},{"$f":"ROUND(AT318*Beregn1!$G$30,4)","v":0}]
[null,null,null,null,null,null,null,null,null,null,null,null,null,null,null,null,null,null,null,null,null,null,null,null,null,null,null,null,null,null,null,null,null,null,null,null,{"$f":"IF(OR(AH319=0,AH319=-1),Beregn1!$E$36,AH319)","v":41},true,{"$f":"IF(AND(AK319=41,AL319=FALSE),Beregn1!$E$36,AH319)","v":0},null,0,0,0,0,0,0,null,{"$f":"ROUND(AO319*Beregn1!$G$30,4)","v":0},{"$f":"ROUND(AP319*Beregn1!$G$30,4)","v":0},{"$f":"ROUND(AQ319*Beregn1!$G$30,4)","v":0},{"$f":"ROUND(AR319*Beregn1!$G$30,4)","v":0},{"$f":"ROUND(AS319*Beregn1!$G$30,4)","v":0},{"$f":"ROUND(AT319*Beregn1!$G$30,4)","v":0}]
[null,null,null,null,null,null,null,null,null,null,null,null,null,null,null,null,null,null,null,null,null,null,null,null,null,null,null,null,null,null,null,null,null,null,null,null,{"$f":"IF(OR(AH320=0,AH320=-1),Beregn1!$E$36,AH320)","v":41},true,{"$f":"IF(AND(AK320=41,AL320=FALSE),Beregn1!$E$36,AH320)","v":0},null,0,0,0,0,0,0,null,{"$f":"ROUND(AO320*Beregn1!$G$30,4)","v":0},{"$f":"ROUND(AP320*Beregn1!$G$30,4)","v":0},{"$f":"ROUND(AQ320*Beregn1!$G$30,4)","v":0},{"$f":"ROUND(AR320*Beregn1!$G$30,4)","v":0},{"$f":"ROUND(AS320*Beregn1!$G$30,4)","v":0},{"$f":"ROUND(AT320*Beregn1!$G$30,4)","v":0}]
[null,null,null,null,null,null,null,null,null,null,null,null,null,null,null,null,null,null,null,null,null,null,null,null,null,null,null,null,null,null,null,null,null,null,null,null,{"$f":"IF(OR(AH321=0,AH321=-1),Beregn1!$E$36,AH321)","v":41},true,{"$f":"IF(AND(AK321=41,AL321=FALSE),Beregn1!$E$36,AH321)","v":0},null,0,0,0,0,0,0,null,{"$f":"ROUND(AO321*Beregn1!$G$30,4)","v":0},{"$f":"ROUND(AP321*Beregn1!$G$30,4)","v":0},{"$f":"ROUND(AQ321*Beregn1!$G$30,4)","v":0},{"$f":"ROUND(AR321*Beregn1!$G$30,4)","v":0},{"$f":"ROUND(AS321*Beregn1!$G$30,4)","v":0},{"$f":"ROUND(AT321*Beregn1!$G$30,4)","v":0}]
[null,null,null,null,null,null,null,null,null,null,null,null,null,null,null,null,null,null,null,null,null,null,null,null,null,null,null,null,null,null,null,null,null,null,null,null,{"$f":"IF(OR(AH322=0,AH322=-1),Beregn1!$E$36,AH322)","v":41},true,{"$f":"IF(AND(AK322=41,AL322=FALSE),Beregn1!$E$36,AH322)","v":0},null,{"$f":"INDEX($W322:$AI322,MATCH(\"Infiltrated\",$W$1:$AI$1,0))","v":0},{"$f":"INDEX($W322:$AI322,MATCH(\"Evaporated\",$W$1:$AI$1,0))","v":0},{"$f":"INDEX($W322:$AI322,MATCH(\"Drained\",$W$1:$AI$1,0))","v":0},{"$f":"INDEX($W322:$AI322,MATCH(\"Overflow\",$W$1:$AI$1,0))","v":0},{"$f":"AM322","v":0},{"$f":"INDEX($W322:$AI322,MATCH(\"Available_Volume\",$W$1:$AI$1,0))","v":0},null,{"$f":"ROUND(AO322*Beregn1!$G$30,4)","v":0},{"$f":"ROUND(AP322*Beregn1!$G$30,4)","v":0},{"$f":"ROUND(AQ322*Beregn1!$G$30,4)","v":0},{"$f":"ROUND(AR322*Beregn1!$G$30,4)","v":0},{"$f":"ROUND(AS322*Beregn1!$G$30,4)","v":0},{"$f":"ROUND(AT322*Beregn1!$G$30,4)","v":0}]
[null,null,null,null,null,null,null,null,null,null,null,null,null,null,null,null,null,null,null,null,null,null,null,null,null,null,null,null,null,null,null,null,null,null,null,null,{"$f":"IF(OR(AH323=0,AH323=-1),Beregn1!$E$36,AH323)","v":41},{"$f":"ISBLANK(AH323)","v":true},{"$f":"IF(AND(AK323=41,AL323=FALSE),Beregn1!$E$36,AH323)","v":0},null,0,0,0,0,0,0,null,{"$f":"ROUND(AO323*Beregn1!$G$30,4)","v":0},{"$f":"ROUND(AP323*Beregn1!$G$30,4)","v":0},{"$f":"ROUND(AQ323*Beregn1!$G$30,4)","v":0},{"$f":"ROUND(AR323*Beregn1!$G$30,4)","v":0},{"$f":"ROUND(AS323*Beregn1!$G$30,4)","v":0},{"$f":"ROUND(AT323*Beregn1!$G$30,4)","v":0}]
[null,null,null,null,null,null,null,null,null,null,null,null,null,null,null,null,null,null,null,null,null,null,null,null,null,null,null,null,null,null,null,null,null,null,null,null,{"$f":"IF(OR(AH324=0,AH324=-1),Beregn1!$E$36,AH324)","v":41},true,{"$f":"IF(AND(AK324=41,AL324=FALSE),Beregn1!$E$36,AH324)","v":0},null,0,0,0,0,0,0,null,{"$f":"ROUND(AO324*Beregn1!$G$30,4)","v":0},{"$f":"ROUND(AP324*Beregn1!$G$30,4)","v":0},{"$f":"ROUND(AQ324*Beregn1!$G$30,4)","v":0},{"$f":"ROUND(AR324*Beregn1!$G$30,4)","v":0},{"$f":"ROUND(AS324*Beregn1!$G$30,4)","v":0},{"$f":"ROUND(AT324*Beregn1!$G$30,4)","v":0}]
[null,null,null,null,null,null,null,null,null,null,null,null,null,null,null,null,null,null,null,null,null,null,null,null,null,null,null,null,null,null,null,null,null,null,null,null,{"$f":"IF(OR(AH325=0,AH325=-1),Beregn1!$E$36,AH325)","v":41},true,{"$f":"IF(AND(AK325=41,AL325=FALSE),Beregn1!$E$36,AH325)","v":0},null,0,0,0,0,0,0,null,{"$f":"ROUND(AO325*Beregn1!$G$30,4)","v":0},{"$f":"ROUND(AP325*Beregn1!$G$30,4)","v":0},{"$f":"ROUND(AQ325*Beregn1!$G$30,4)","v":0},{"$f":"ROUND(AR325*Beregn1!$G$30,4)","v":0},{"$f":"ROUND(AS325*Beregn1!$G$30,4)","v":0},{"$f":"ROUND(AT325*Beregn1!$G$30,4)","v":0}]
[null,null,null,null,null,null,null,null,null,null,null,null,null,null,null,null,null,null,null,null,null,null,null,null,null,null,null,null,null,null,null,null,null,null,null,null,{"$f":"IF(OR(AH326=0,AH326=-1),Beregn1!$E$36,AH326)","v":41},true,{"$f":"IF(AND(AK326=41,AL326=FALSE),Beregn1!$E$36,AH326)","v":0},null,0,0,0,0,0,0,null,{"$f":"ROUND(AO326*Beregn1!$G$30,4)","v":0},{"$f":"ROUND(AP326*Beregn1!$G$30,4)","v":0},{"$f":"ROUND(AQ326*Beregn1!$G$30,4)","v":0},{"$f":"ROUND(AR326*Beregn1!$G$30,4)","v":0},{"$f":"ROUND(AS326*Beregn1!$G$30,4)","v":0},{"$f":"ROUND(AT326*Beregn1!$G$30,4)","v":0}]
[null,null,null,null,null,null,null,null,null,null,null,null,null,null,null,null,null,null,null,null,null,null,null,null,null,null,null,null,null,null,null,null,null,null,null,null,{"$f":"IF(OR(AH327=0,AH327=-1),Beregn1!$E$36,AH327)","v":41},true,{"$f":"IF(AND(AK327=41,AL327=FALSE),Beregn1!$E$36,AH327)","v":0},null,0,0,0,0,0,0,null,{"$f":"ROUND(AO327*Beregn1!$G$30,4)","v":0},{"$f":"ROUND(AP327*Beregn1!$G$30,4)","v":0},{"$f":"ROUND(AQ327*Beregn1!$G$30,4)","v":0},{"$f":"ROUND(AR327*Beregn1!$G$30,4)","v":0},{"$f":"ROUND(AS327*Beregn1!$G$30,4)","v":0},{"$f":"ROUND(AT327*Beregn1!$G$30,4)","v":0}]
[null,null,null,null,null,null,null,null,null,null,null,null,null,null,null,null,null,null,null,null,null,null,null,null,null,null,null,null,null,null,null,null,null,null,null,null,{"$f":"IF(OR(AH328=0,AH328=-1),Beregn1!$E$36,AH328)","v":41},true,{"$f":"IF(AND(AK328=41,AL328=FALSE),Beregn1!$E$36,AH328)","v":0},null,0,0,0,0,0,0,null,{"$f":"ROUND(AO328*Beregn1!$G$30,4)","v":0},{"$f":"ROUND(AP328*Beregn1!$G$30,4)","v":0},{"$f":"ROUND(AQ328*Beregn1!$G$30,4)","v":0},{"$f":"ROUND(AR328*Beregn1!$G$30,4)","v":0},{"$f":"ROUND(AS328*Beregn1!$G$30,4)","v":0},{"$f":"ROUND(AT328*Beregn1!$G$30,4)","v":0}]
[null,null,null,null,null,null,null,null,null,null,null,null,null,null,null,null,null,null,null,null,null,null,null,null,null,null,null,null,null,null,null,null,null,null,null,null,{"$f":"IF(OR(AH329=0,AH329=-1),Beregn1!$E$36,AH329)","v":41},true,{"$f":"IF(AND(AK329=41,AL329=FALSE),Beregn1!$E$36,AH329)","v":0},null,0,0,0,0,0,0,null,{"$f":"ROUND(AO329*Beregn1!$G$30,4)","v":0},{"$f":"ROUND(AP329*Beregn1!$G$30,4)","v":0},{"$f":"ROUND(AQ329*Beregn1!$G$30,4)","v":0},{"$f":"ROUND(AR329*Beregn1!$G$30,4)","v":0},{"$f":"ROUND(AS329*Beregn1!$G$30,4)","v":0},{"$f":"ROUND(AT329*Beregn1!$G$30,4)","v":0}]
[null,null,null,null,null,null,null,null,null,null,null,null,null,null,null,null,null,null,null,null,null,null,null,null,null,null,null,null,null,null,null,null,null,null,null,null,{"$f":"IF(OR(AH330=0,AH330=-1),Beregn1!$E$36,AH330)","v":41},true,{"$f":"IF(AND(AK330=41,AL330=FALSE),Beregn1!$E$36,AH330)","v":0},null,0,0,0,0,0,0,null,{"$f":"ROUND(AO330*Beregn1!$G$30,4)","v":0},{"$f":"ROUND(AP330*Beregn1!$G$30,4)","v":0},{"$f":"ROUND(AQ330*Beregn1!$G$30,4)","v":0},{"$f":"ROUND(AR330*Beregn1!$G$30,4)","v":0},{"$f":"ROUND(AS330*Beregn1!$G$30,4)","v":0},{"$f":"ROUND(AT330*Beregn1!$G$30,4)","v":0}]
[null,null,null,null,null,null,null,null,null,null,null,null,null,null,null,null,null,null,null,null,null,null,null,null,null,null,null,null,null,null,null,null,null,null,null,null,{"$f":"IF(OR(AH331=0,AH331=-1),Beregn1!$E$36,AH331)","v":41},true,{"$f":"IF(AND(AK331=41,AL331=FALSE),Beregn1!$E$36,AH331)","v":0},null,0,0,0,0,0,0,null,{"$f":"ROUND(AO331*Beregn1!$G$30,4)","v":0},{"$f":"ROUND(AP331*Beregn1!$G$30,4)","v":0},{"$f":"ROUND(AQ331*Beregn1!$G$30,4)","v":0},{"$f":"ROUND(AR331*Beregn1!$G$30,4)","v":0},{"$f":"ROUND(AS331*Beregn1!$G$30,4)","v":0},{"$f":"ROUND(AT331*Beregn1!$G$30,4)","v":0}]
[null,null,null,null,null,null,null,null,null,null,null,null,null,null,null,null,null,null,null,null,null,null,null,null,null,null,null,null,null,null,null,null,null,null,null,null,{"$f":"IF(OR(AH332=0,AH332=-1),Beregn1!$E$36,AH332)","v":41},true,{"$f":"IF(AND(AK332=41,AL332=FALSE),Beregn1!$E$36,AH332)","v":0},null,0,0,0,0,0,0,null,{"$f":"ROUND(AO332*Beregn1!$G$30,4)","v":0},{"$f":"ROUND(AP332*Beregn1!$G$30,4)","v":0},{"$f":"ROUND(AQ332*Beregn1!$G$30,4)","v":0},{"$f":"ROUND(AR332*Beregn1!$G$30,4)","v":0},{"$f":"ROUND(AS332*Beregn1!$G$30,4)","v":0},{"$f":"ROUND(AT332*Beregn1!$G$30,4)","v":0}]
[null,null,null,null,null,null,null,null,null,null,null,null,null,null,null,null,null,null,null,null,null,null,null,null,null,null,null,null,null,null,null,null,null,null,null,null,{"$f":"IF(OR(AH333=0,AH333=-1),Beregn1!$E$36,AH333)","v":41},true,{"$f":"IF(AND(AK333=41,AL333=FALSE),Beregn1!$E$36,AH333)","v":0},null,0,0,0,0,0,0,null,{"$f":"ROUND(AO333*Beregn1!$G$30,4)","v":0},{"$f":"ROUND(AP333*Beregn1!$G$30,4)","v":0},{"$f":"ROUND(AQ333*Beregn1!$G$30,4)","v":0},{"$f":"ROUND(AR333*Beregn1!$G$30,4)","v":0},{"$f":"ROUND(AS333*Beregn1!$G$30,4)","v":0},{"$f":"ROUND(AT333*Beregn1!$G$30,4)","v":0}]
[null,null,null,null,null,null,null,null,null,null,null,null,null,null,null,null,null,null,null,null,null,null,null,null,null,null,null,null,null,null,null,null,null,null,null,null,{"$f":"IF(OR(AH334=0,AH334=-1),Beregn1!$E$36,AH334)","v":41},true,{"$f":"IF(AND(AK334=41,AL334=FALSE),Beregn1!$E$36,AH334)","v":0},null,0,0,0,0,0,0,null,{"$f":"ROUND(AO334*Beregn1!$G$30,4)","v":0},{"$f":"ROUND(AP334*Beregn1!$G$30,4)","v":0},{"$f":"ROUND(AQ334*Beregn1!$G$30,4)","v":0},{"$f":"ROUND(AR334*Beregn1!$G$30,4)","v":0},{"$f":"ROUND(AS334*Beregn1!$G$30,4)","v":0},{"$f":"ROUND(AT334*Beregn1!$G$30,4)","v":0}]
[null,null,null,null,null,null,null,null,null,null,null,null,null,null,null,null,null,null,null,null,null,null,null,null,null,null,null,null,null,null,null,null,null,null,null,null,{"$f":"IF(OR(AH335=0,AH335=-1),Beregn1!$E$36,AH335)","v":41},true,{"$f":"IF(AND(AK335=41,AL335=FALSE),Beregn1!$E$36,AH335)","v":0},null,0,0,0,0,0,0,null,{"$f":"ROUND(AO335*Beregn1!$G$30,4)","v":0},{"$f":"ROUND(AP335*Beregn1!$G$30,4)","v":0},{"$f":"ROUND(AQ335*Beregn1!$G$30,4)","v":0},{"$f":"ROUND(AR335*Beregn1!$G$30,4)","v":0},{"$f":"ROUND(AS335*Beregn1!$G$30,4)","v":0},{"$f":"ROUND(AT335*Beregn1!$G$30,4)","v":0}]
[null,null,null,null,null,null,null,null,null,null,null,null,null,null,null,null,null,null,null,null,null,null,null,null,null,null,null,null,null,null,null,null,null,null,null,null,{"$f":"IF(OR(AH336=0,AH336=-1),Beregn1!$E$36,AH336)","v":41},true,{"$f":"IF(AND(AK336=41,AL336=FALSE),Beregn1!$E$36,AH336)","v":0},null,0,0,0,0,0,0,null,{"$f":"ROUND(AO336*Beregn1!$G$30,4)","v":0},{"$f":"ROUND(AP336*Beregn1!$G$30,4)","v":0},{"$f":"ROUND(AQ336*Beregn1!$G$30,4)","v":0},{"$f":"ROUND(AR336*Beregn1!$G$30,4)","v":0},{"$f":"ROUND(AS336*Beregn1!$G$30,4)","v":0},{"$f":"ROUND(AT336*Beregn1!$G$30,4)","v":0}]
[null,null,null,null,null,null,null,null,null,null,null,null,null,null,null,null,null,null,null,null,null,null,null,null,null,null,null,null,null,null,null,null,null,null,null,null,{"$f":"IF(OR(AH337=0,AH337=-1),Beregn1!$E$36,AH337)","v":41},true,{"$f":"IF(AND(AK337=41,AL337=FALSE),Beregn1!$E$36,AH337)","v":0},null,0,0,0,0,0,0,null,{"$f":"ROUND(AO337*Beregn1!$G$30,4)","v":0},{"$f":"ROUND(AP337*Beregn1!$G$30,4)","v":0},{"$f":"ROUND(AQ337*Beregn1!$G$30,4)","v":0},{"$f":"ROUND(AR337*Beregn1!$G$30,4)","v":0},{"$f":"ROUND(AS337*Beregn1!$G$30,4)","v":0},{"$f":"ROUND(AT337*Beregn1!$G$30,4)","v":0}]
[null,null,null,null,null,null,null,null,null,null,null,null,null,null,null,null,null,null,null,null,null,null,null,null,null,null,null,null,null,null,null,null,null,null,null,null,{"$f":"IF(OR(AH338=0,AH338=-1),Beregn1!$E$36,AH338)","v":41},true,{"$f":"IF(AND(AK338=41,AL338=FALSE),Beregn1!$E$36,AH338)","v":0},null,0,0,0,0,0,0,null,{"$f":"ROUND(AO338*Beregn1!$G$30,4)","v":0},{"$f":"ROUND(AP338*Beregn1!$G$30,4)","v":0},{"$f":"ROUND(AQ338*Beregn1!$G$30,4)","v":0},{"$f":"ROUND(AR338*Beregn1!$G$30,4)","v":0},{"$f":"ROUND(AS338*Beregn1!$G$30,4)","v":0},{"$f":"ROUND(AT338*Beregn1!$G$30,4)","v":0}]
[null,null,null,null,null,null,null,null,null,null,null,null,null,null,null,null,null,null,null,null,null,null,null,null,null,null,null,null,null,null,null,null,null,null,null,null,{"$f":"IF(OR(AH339=0,AH339=-1),Beregn1!$E$36,AH339)","v":41},true,{"$f":"IF(AND(AK339=41,AL339=FALSE),Beregn1!$E$36,AH339)","v":0},null,0,0,0,0,0,0,null,{"$f":"ROUND(AO339*Beregn1!$G$30,4)","v":0},{"$f":"ROUND(AP339*Beregn1!$G$30,4)","v":0},{"$f":"ROUND(AQ339*Beregn1!$G$30,4)","v":0},{"$f":"ROUND(AR339*Beregn1!$G$30,4)","v":0},{"$f":"ROUND(AS339*Beregn1!$G$30,4)","v":0},{"$f":"ROUND(AT339*Beregn1!$G$30,4)","v":0}]
[null,null,null,null,null,null,null,null,null,null,null,null,null,null,null,null,null,null,null,null,null,null,null,null,null,null,null,null,null,null,null,null,null,null,null,null,{"$f":"IF(OR(AH340=0,AH340=-1),Beregn1!$E$36,AH340)","v":41},true,{"$f":"IF(AND(AK340=41,AL340=FALSE),Beregn1!$E$36,AH340)","v":0},null,0,0,0,0,0,0,null,{"$f":"ROUND(AO340*Beregn1!$G$30,4)","v":0},{"$f":"ROUND(AP340*Beregn1!$G$30,4)","v":0},{"$f":"ROUND(AQ340*Beregn1!$G$30,4)","v":0},{"$f":"ROUND(AR340*Beregn1!$G$30,4)","v":0},{"$f":"ROUND(AS340*Beregn1!$G$30,4)","v":0},{"$f":"ROUND(AT340*Beregn1!$G$30,4)","v":0}]
[null,null,null,null,null,null,null,null,null,null,null,null,null,null,null,null,null,null,null,null,null,null,null,null,null,null,null,null,null,null,null,null,null,null,null,null,{"$f":"IF(OR(AH341=0,AH341=-1),Beregn1!$E$36,AH341)","v":41},true,{"$f":"IF(AND(AK341=41,AL341=FALSE),Beregn1!$E$36,AH341)","v":0},null,0,0,0,0,0,0,null,{"$f":"ROUND(AO341*Beregn1!$G$30,4)","v":0},{"$f":"ROUND(AP341*Beregn1!$G$30,4)","v":0},{"$f":"ROUND(AQ341*Beregn1!$G$30,4)","v":0},{"$f":"ROUND(AR341*Beregn1!$G$30,4)","v":0},{"$f":"ROUND(AS341*Beregn1!$G$30,4)","v":0},{"$f":"ROUND(AT341*Beregn1!$G$30,4)","v":0}]
[null,null,null,null,null,null,null,null,null,null,null,null,null,null,null,null,null,null,null,null,null,null,null,null,null,null,null,null,null,null,null,null,null,null,null,null,{"$f":"IF(OR(AH342=0,AH342=-1),Beregn1!$E$36,AH342)","v":41},true,{"$f":"IF(AND(AK342=41,AL342=FALSE),Beregn1!$E$36,AH342)","v":0},null,0,0,0,0,0,0,null,{"$f":"ROUND(AO342*Beregn1!$G$30,4)","v":0},{"$f":"ROUND(AP342*Beregn1!$G$30,4)","v":0},{"$f":"ROUND(AQ342*Beregn1!$G$30,4)","v":0},{"$f":"ROUND(AR342*Beregn1!$G$30,4)","v":0},{"$f":"ROUND(AS342*Beregn1!$G$30,4)","v":0},{"$f":"ROUND(AT342*Beregn1!$G$30,4)","v":0}]
[null,null,null,null,null,null,null,null,null,null,null,null,null,null,null,null,null,null,null,null,null,null,null,null,null,null,null,null,null,null,null,null,null,null,null,null,{"$f":"IF(OR(AH343=0,AH343=-1),Beregn1!$E$36,AH343)","v":41},true,{"$f":"IF(AND(AK343=41,AL343=FALSE),Beregn1!$E$36,AH343)","v":0},null,0,0,0,0,0,0,null,{"$f":"ROUND(AO343*Beregn1!$G$30,4)","v":0},{"$f":"ROUND(AP343*Beregn1!$G$30,4)","v":0},{"$f":"ROUND(AQ343*Beregn1!$G$30,4)","v":0},{"$f":"ROUND(AR343*Beregn1!$G$30,4)","v":0},{"$f":"ROUND(AS343*Beregn1!$G$30,4)","v":0},{"$f":"ROUND(AT343*Beregn1!$G$30,4)","v":0}]
[null,null,null,null,null,null,null,null,null,null,null,null,null,null,null,null,null,null,null,null,null,null,null,null,null,null,null,null,null,null,null,null,null,null,null,null,{"$f":"IF(OR(AH344=0,AH344=-1),Beregn1!$E$36,AH344)","v":41},true,{"$f":"IF(AND(AK344=41,AL344=FALSE),Beregn1!$E$36,AH344)","v":0},null,0,0,0,0,0,0,null,{"$f":"ROUND(AO344*Beregn1!$G$30,4)","v":0},{"$f":"ROUND(AP344*Beregn1!$G$30,4)","v":0},{"$f":"ROUND(AQ344*Beregn1!$G$30,4)","v":0},{"$f":"ROUND(AR344*Beregn1!$G$30,4)","v":0},{"$f":"ROUND(AS344*Beregn1!$G$30,4)","v":0},{"$f":"ROUND(AT344*Beregn1!$G$30,4)","v":0}]
[null,null,null,null,null,null,null,null,null,null,null,null,null,null,null,null,null,null,null,null,null,null,null,null,null,null,null,null,null,null,null,null,null,null,null,null,{"$f":"IF(OR(AH345=0,AH345=-1),Beregn1!$E$36,AH345)","v":41},true,{"$f":"IF(AND(AK345=41,AL345=FALSE),Beregn1!$E$36,AH345)","v":0},null,0,0,0,0,0,0,null,{"$f":"ROUND(AO345*Beregn1!$G$30,4)","v":0},{"$f":"ROUND(AP345*Beregn1!$G$30,4)","v":0},{"$f":"ROUND(AQ345*Beregn1!$G$30,4)","v":0},{"$f":"ROUND(AR345*Beregn1!$G$30,4)","v":0},{"$f":"ROUND(AS345*Beregn1!$G$30,4)","v":0},{"$f":"ROUND(AT345*Beregn1!$G$30,4)","v":0}]
[null,null,null,null,null,null,null,null,null,null,null,null,null,null,null,null,null,null,null,null,null,null,null,null,null,null,null,null,null,null,null,null,null,null,null,null,{"$f":"IF(OR(AH346=0,AH346=-1),Beregn1!$E$36,AH346)","v":41},true,{"$f":"IF(AND(AK346=41,AL346=FALSE),Beregn1!$E$36,AH346)","v":0},null,0,0,0,0,0,0,null,{"$f":"ROUND(AO346*Beregn1!$G$30,4)","v":0},{"$f":"ROUND(AP346*Beregn1!$G$30,4)","v":0},{"$f":"ROUND(AQ346*Beregn1!$G$30,4)","v":0},{"$f":"ROUND(AR346*Beregn1!$G$30,4)","v":0},{"$f":"ROUND(AS346*Beregn1!$G$30,4)","v":0},{"$f":"ROUND(AT346*Beregn1!$G$30,4)","v":0}]
[null,null,null,null,null,null,null,null,null,null,null,null,null,null,null,null,null,null,null,null,null,null,null,null,null,null,null,null,null,null,null,null,null,null,null,null,{"$f":"IF(OR(AH347=0,AH347=-1),Beregn1!$E$36,AH347)","v":41},true,{"$f":"IF(AND(AK347=41,AL347=FALSE),Beregn1!$E$36,AH347)","v":0},null,0,0,0,0,0,0,null,{"$f":"ROUND(AO347*Beregn1!$G$30,4)","v":0},{"$f":"ROUND(AP347*Beregn1!$G$30,4)","v":0},{"$f":"ROUND(AQ347*Beregn1!$G$30,4)","v":0},{"$f":"ROUND(AR347*Beregn1!$G$30,4)","v":0},{"$f":"ROUND(AS347*Beregn1!$G$30,4)","v":0},{"$f":"ROUND(AT347*Beregn1!$G$30,4)","v":0}]
[null,null,null,null,null,null,null,null,null,null,null,null,null,null,null,null,null,null,null,null,null,null,null,null,null,null,null,null,null,null,null,null,null,null,null,null,{"$f":"IF(OR(AH348=0,AH348=-1),Beregn1!$E$36,AH348)","v":41},true,{"$f":"IF(AND(AK348=41,AL348=FALSE),Beregn1!$E$36,AH348)","v":0},null,0,0,0,0,0,0,null,{"$f":"ROUND(AO348*Beregn1!$G$30,4)","v":0},{"$f":"ROUND(AP348*Beregn1!$G$30,4)","v":0},{"$f":"ROUND(AQ348*Beregn1!$G$30,4)","v":0},{"$f":"ROUND(AR348*Beregn1!$G$30,4)","v":0},{"$f":"ROUND(AS348*Beregn1!$G$30,4)","v":0},{"$f":"ROUND(AT348*Beregn1!$G$30,4)","v":0}]
[null,null,null,null,null,null,null,null,null,null,null,null,null,null,null,null,null,null,null,null,null,null,null,null,null,null,null,null,null,null,null,null,null,null,null,null,{"$f":"IF(OR(AH349=0,AH349=-1),Beregn1!$E$36,AH349)","v":41},true,{"$f":"IF(AND(AK349=41,AL349=FALSE),Beregn1!$E$36,AH349)","v":0},null,0,0,0,0,0,0,null,{"$f":"ROUND(AO349*Beregn1!$G$30,4)","v":0},{"$f":"ROUND(AP349*Beregn1!$G$30,4)","v":0},{"$f":"ROUND(AQ349*Beregn1!$G$30,4)","v":0},{"$f":"ROUND(AR349*Beregn1!$G$30,4)","v":0},{"$f":"ROUND(AS349*Beregn1!$G$30,4)","v":0},{"$f":"ROUND(AT349*Beregn1!$G$30,4)","v":0}]
[null,null,null,null,null,null,null,null,null,null,null,null,null,null,null,null,null,null,null,null,null,null,null,null,null,null,null,null,null,null,null,null,null,null,null,null,{"$f":"IF(OR(AH350=0,AH350=-1),Beregn1!$E$36,AH350)","v":41},true,{"$f":"IF(AND(AK350=41,AL350=FALSE),Beregn1!$E$36,AH350)","v":0},null,0,0,0,0,0,0,null,{"$f":"ROUND(AO350*Beregn1!$G$30,4)","v":0},{"$f":"ROUND(AP350*Beregn1!$G$30,4)","v":0},{"$f":"ROUND(AQ350*Beregn1!$G$30,4)","v":0},{"$f":"ROUND(AR350*Beregn1!$G$30,4)","v":0},{"$f":"ROUND(AS350*Beregn1!$G$30,4)","v":0},{"$f":"ROUND(AT350*Beregn1!$G$30,4)","v":0}]
[null,null,null,null,null,null,null,null,null,null,null,null,null,null,null,null,null,null,null,null,null,null,null,null,null,null,null,null,null,null,null,null,null,null,null,null,{"$f":"IF(OR(AH351=0,AH351=-1),Beregn1!$E$36,AH351)","v":41},true,{"$f":"IF(AND(AK351=41,AL351=FALSE),Beregn1!$E$36,AH351)","v":0},null,0,0,0,0,0,0,null,{"$f":"ROUND(AO351*Beregn1!$G$30,4)","v":0},{"$f":"ROUND(AP351*Beregn1!$G$30,4)","v":0},{"$f":"ROUND(AQ351*Beregn1!$G$30,4)","v":0},{"$f":"ROUND(AR351*Beregn1!$G$30,4)","v":0},{"$f":"ROUND(AS351*Beregn1!$G$30,4)","v":0},{"$f":"ROUND(AT351*Beregn1!$G$30,4)","v":0}]
[null,null,null,null,null,null,null,null,null,null,null,null,null,null,null,null,null,null,null,null,null,null,null,null,null,null,null,null,null,null,null,null,null,null,null,null,{"$f":"IF(OR(AH352=0,AH352=-1),Beregn1!$E$36,AH352)","v":41},true,{"$f":"IF(AND(AK352=41,AL352=FALSE),Beregn1!$E$36,AH352)","v":0},null,0,0,0,0,0,0,null,{"$f":"ROUND(AO352*Beregn1!$G$30,4)","v":0},{"$f":"ROUND(AP352*Beregn1!$G$30,4)","v":0},{"$f":"ROUND(AQ352*Beregn1!$G$30,4)","v":0},{"$f":"ROUND(AR352*Beregn1!$G$30,4)","v":0},{"$f":"ROUND(AS352*Beregn1!$G$30,4)","v":0},{"$f":"ROUND(AT352*Beregn1!$G$30,4)","v":0}]
[null,null,null,null,null,null,null,null,null,null,null,null,null,null,null,null,null,null,null,null,null,null,null,null,null,null,null,null,null,null,null,null,null,null,null,null,{"$f":"IF(OR(AH353=0,AH353=-1),Beregn1!$E$36,AH353)","v":41},true,{"$f":"IF(AND(AK353=41,AL353=FALSE),Beregn1!$E$36,AH353)","v":0},null,0,0,0,0,0,0,null,{"$f":"ROUND(AO353*Beregn1!$G$30,4)","v":0},{"$f":"ROUND(AP353*Beregn1!$G$30,4)","v":0},{"$f":"ROUND(AQ353*Beregn1!$G$30,4)","v":0},{"$f":"ROUND(AR353*Beregn1!$G$30,4)","v":0},{"$f":"ROUND(AS353*Beregn1!$G$30,4)","v":0},{"$f":"ROUND(AT353*Beregn1!$G$30,4)","v":0}]
[null,null,null,null,null,null,null,null,null,null,null,null,null,null,null,null,null,null,null,null,null,null,null,null,null,null,null,null,null,null,null,null,null,null,null,null,{"$f":"IF(OR(AH354=0,AH354=-1),Beregn1!$E$36,AH354)","v":41},true,{"$f":"IF(AND(AK354=41,AL354=FALSE),Beregn1!$E$36,AH354)","v":0},null,0,0,0,0,0,0,null,{"$f":"ROUND(AO354*Beregn1!$G$30,4)","v":0},{"$f":"ROUND(AP354*Beregn1!$G$30,4)","v":0},{"$f":"ROUND(AQ354*Beregn1!$G$30,4)","v":0},{"$f":"ROUND(AR354*Beregn1!$G$30,4)","v":0},{"$f":"ROUND(AS354*Beregn1!$G$30,4)","v":0},{"$f":"ROUND(AT354*Beregn1!$G$30,4)","v":0}]
[null,null,null,null,null,null,null,null,null,null,null,null,null,null,null,null,null,null,null,null,null,null,null,null,null,null,null,null,null,null,null,null,null,null,null,null,{"$f":"IF(OR(AH355=0,AH355=-1),Beregn1!$E$36,AH355)","v":41},true,{"$f":"IF(AND(AK355=41,AL355=FALSE),Beregn1!$E$36,AH355)","v":0},null,0,0,0,0,0,0,null,{"$f":"ROUND(AO355*Beregn1!$G$30,4)","v":0},{"$f":"ROUND(AP355*Beregn1!$G$30,4)","v":0},{"$f":"ROUND(AQ355*Beregn1!$G$30,4)","v":0},{"$f":"ROUND(AR355*Beregn1!$G$30,4)","v":0},{"$f":"ROUND(AS355*Beregn1!$G$30,4)","v":0},{"$f":"ROUND(AT355*Beregn1!$G$30,4)","v":0}]
[null,null,null,null,null,null,null,null,null,null,null,null,null,null,null,null,null,null,null,null,null,null,null,null,null,null,null,null,null,null,null,null,null,null,null,null,{"$f":"IF(OR(AH356=0,AH356=-1),Beregn1!$E$36,AH356)","v":41},true,{"$f":"IF(AND(AK356=41,AL356=FALSE),Beregn1!$E$36,AH356)","v":0},null,0,0,0,0,0,0,null,{"$f":"ROUND(AO356*Beregn1!$G$30,4)","v":0},{"$f":"ROUND(AP356*Beregn1!$G$30,4)","v":0},{"$f":"ROUND(AQ356*Beregn1!$G$30,4)","v":0},{"$f":"ROUND(AR356*Beregn1!$G$30,4)","v":0},{"$f":"ROUND(AS356*Beregn1!$G$30,4)","v":0},{"$f":"ROUND(AT356*Beregn1!$G$30,4)","v":0}]
[null,null,null,null,null,null,null,null,null,null,null,null,null,null,null,null,null,null,null,null,null,null,null,null,null,null,null,null,null,null,null,null,null,null,null,null,{"$f":"IF(OR(AH357=0,AH357=-1),Beregn1!$E$36,AH357)","v":41},true,{"$f":"IF(AND(AK357=41,AL357=FALSE),Beregn1!$E$36,AH357)","v":0},null,0,0,0,0,0,0,null,{"$f":"ROUND(AO357*Beregn1!$G$30,4)","v":0},{"$f":"ROUND(AP357*Beregn1!$G$30,4)","v":0},{"$f":"ROUND(AQ357*Beregn1!$G$30,4)","v":0},{"$f":"ROUND(AR357*Beregn1!$G$30,4)","v":0},{"$f":"ROUND(AS357*Beregn1!$G$30,4)","v":0},{"$f":"ROUND(AT357*Beregn1!$G$30,4)","v":0}]
[null,null,null,null,null,null,null,null,null,null,null,null,null,null,null,null,null,null,null,null,null,null,null,null,null,null,null,null,null,null,null,null,null,null,null,null,{"$f":"IF(OR(AH358=0,AH358=-1),Beregn1!$E$36,AH358)","v":41},true,{"$f":"IF(AND(AK358=41,AL358=FALSE),Beregn1!$E$36,AH358)","v":0},null,0,0,0,0,0,0,null,{"$f":"ROUND(AO358*Beregn1!$G$30,4)","v":0},{"$f":"ROUND(AP358*Beregn1!$G$30,4)","v":0},{"$f":"ROUND(AQ358*Beregn1!$G$30,4)","v":0},{"$f":"ROUND(AR358*Beregn1!$G$30,4)","v":0},{"$f":"ROUND(AS358*Beregn1!$G$30,4)","v":0},{"$f":"ROUND(AT358*Beregn1!$G$30,4)","v":0}]
[null,null,null,null,null,null,null,null,null,null,null,null,null,null,null,null,null,null,null,null,null,null,null,null,null,null,null,null,null,null,null,null,null,null,null,null,{"$f":"IF(OR(AH359=0,AH359=-1),Beregn1!$E$36,AH359)","v":41},true,{"$f":"IF(AND(AK359=41,AL359=FALSE),Beregn1!$E$36,AH359)","v":0},null,0,0,0,0,0,0,null,{"$f":"ROUND(AO359*Beregn1!$G$30,4)","v":0},{"$f":"ROUND(AP359*Beregn1!$G$30,4)","v":0},{"$f":"ROUND(AQ359*Beregn1!$G$30,4)","v":0},{"$f":"ROUND(AR359*Beregn1!$G$30,4)","v":0},{"$f":"ROUND(AS359*Beregn1!$G$30,4)","v":0},{"$f":"ROUND(AT359*Beregn1!$G$30,4)","v":0}]
[null,null,null,null,null,null,null,null,null,null,null,null,null,null,null,null,null,null,null,null,null,null,null,null,null,null,null,null,null,null,null,null,null,null,null,null,{"$f":"IF(OR(AH360=0,AH360=-1),Beregn1!$E$36,AH360)","v":41},true,{"$f":"IF(AND(AK360=41,AL360=FALSE),Beregn1!$E$36,AH360)","v":0},null,0,0,0,0,0,0,null,{"$f":"ROUND(AO360*Beregn1!$G$30,4)","v":0},{"$f":"ROUND(AP360*Beregn1!$G$30,4)","v":0},{"$f":"ROUND(AQ360*Beregn1!$G$30,4)","v":0},{"$f":"ROUND(AR360*Beregn1!$G$30,4)","v":0},{"$f":"ROUND(AS360*Beregn1!$G$30,4)","v":0},{"$f":"ROUND(AT360*Beregn1!$G$30,4)","v":0}]
[null,null,null,null,null,null,null,null,null,null,null,null,null,null,null,null,null,null,null,null,null,null,null,null,null,null,null,null,null,null,null,null,null,null,null,null,{"$f":"IF(OR(AH361=0,AH361=-1),Beregn1!$E$36,AH361)","v":41},true,{"$f":"IF(AND(AK361=41,AL361=FALSE),Beregn1!$E$36,AH361)","v":0},null,0,0,0,0,0,0,null,{"$f":"ROUND(AO361*Beregn1!$G$30,4)","v":0},{"$f":"ROUND(AP361*Beregn1!$G$30,4)","v":0},{"$f":"ROUND(AQ361*Beregn1!$G$30,4)","v":0},{"$f":"ROUND(AR361*Beregn1!$G$30,4)","v":0},{"$f":"ROUND(AS361*Beregn1!$G$30,4)","v":0},{"$f":"ROUND(AT361*Beregn1!$G$30,4)","v":0}]
[null,null,null,null,null,null,null,null,null,null,null,null,null,null,null,null,null,null,null,null,null,null,null,null,null,null,null,null,null,null,null,null,null,null,null,null,{"$f":"IF(OR(AH362=0,AH362=-1),Beregn1!$E$36,AH362)","v":41},true,{"$f":"IF(AND(AK362=41,AL362=FALSE),Beregn1!$E$36,AH362)","v":0},null,0,0,0,0,0,0,null,{"$f":"ROUND(AO362*Beregn1!$G$30,4)","v":0},{"$f":"ROUND(AP362*Beregn1!$G$30,4)","v":0},{"$f":"ROUND(AQ362*Beregn1!$G$30,4)","v":0},{"$f":"ROUND(AR362*Beregn1!$G$30,4)","v":0},{"$f":"ROUND(AS362*Beregn1!$G$30,4)","v":0},{"$f":"ROUND(AT362*Beregn1!$G$30,4)","v":0}]
[null,null,null,null,null,null,null,null,null,null,null,null,null,null,null,null,null,null,null,null,null,null,null,null,null,null,null,null,null,null,null,null,null,null,null,null,{"$f":"IF(OR(AH363=0,AH363=-1),Beregn1!$E$36,AH363)","v":41},true,{"$f":"IF(AND(AK363=41,AL363=FALSE),Beregn1!$E$36,AH363)","v":0},null,0,0,0,0,0,0,null,{"$f":"ROUND(AO363*Beregn1!$G$30,4)","v":0},{"$f":"ROUND(AP363*Beregn1!$G$30,4)","v":0},{"$f":"ROUND(AQ363*Beregn1!$G$30,4)","v":0},{"$f":"ROUND(AR363*Beregn1!$G$30,4)","v":0},{"$f":"ROUND(AS363*Beregn1!$G$30,4)","v":0},{"$f":"ROUND(AT363*Beregn1!$G$30,4)","v":0}]
[null,null,null,null,null,null,null,null,null,null,null,null,null,null,null,null,null,null,null,null,null,null,null,null,null,null,null,null,null,null,null,null,null,null,null,null,{"$f":"IF(OR(AH364=0,AH364=-1),Beregn1!$E$36,AH364)","v":41},true,{"$f":"IF(AND(AK364=41,AL364=FALSE),Beregn1!$E$36,AH364)","v":0},null,0,0,0,0,0,0,null,{"$f":"ROUND(AO364*Beregn1!$G$30,4)","v":0},{"$f":"ROUND(AP364*Beregn1!$G$30,4)","v":0},{"$f":"ROUND(AQ364*Beregn1!$G$30,4)","v":0},{"$f":"ROUND(AR364*Beregn1!$G$30,4)","v":0},{"$f":"ROUND(AS364*Beregn1!$G$30,4)","v":0},{"$f":"ROUND(AT364*Beregn1!$G$30,4)","v":0}]
[null,null,null,null,null,null,null,null,null,null,null,null,null,null,null,null,null,null,null,null,null,null,null,null,null,null,null,null,null,null,null,null,null,null,null,null,{"$f":"IF(OR(AH365=0,AH365=-1),Beregn1!$E$36,AH365)","v":41},true,{"$f":"IF(AND(AK365=41,AL365=FALSE),Beregn1!$E$36,AH365)","v":0},null,0,0,0,0,0,0,null,{"$f":"ROUND(AO365*Beregn1!$G$30,4)","v":0},{"$f":"ROUND(AP365*Beregn1!$G$30,4)","v":0},{"$f":"ROUND(AQ365*Beregn1!$G$30,4)","v":0},{"$f":"ROUND(AR365*Beregn1!$G$30,4)","v":0},{"$f":"ROUND(AS365*Beregn1!$G$30,4)","v":0},{"$f":"ROUND(AT365*Beregn1!$G$30,4)","v":0}]
[null,null,null,null,null,null,null,null,null,null,null,null,null,null,null,null,null,null,null,null,null,null,null,null,null,null,null,null,null,null,null,null,null,null,null,null,{"$f":"IF(OR(AH366=0,AH366=-1),Beregn1!$E$36,AH366)","v":41},true,{"$f":"IF(AND(AK366=41,AL366=FALSE),Beregn1!$E$36,AH366)","v":0},null,0,0,0,0,0,0,null,{"$f":"ROUND(AO366*Beregn1!$G$30,4)","v":0},{"$f":"ROUND(AP366*Beregn1!$G$30,4)","v":0},{"$f":"ROUND(AQ366*Beregn1!$G$30,4)","v":0},{"$f":"ROUND(AR366*Beregn1!$G$30,4)","v":0},{"$f":"ROUND(AS366*Beregn1!$G$30,4)","v":0},{"$f":"ROUND(AT366*Beregn1!$G$30,4)","v":0}]
[null,null,null,null,null,null,null,null,null,null,null,null,null,null,null,null,null,null,null,null,null,null,null,null,null,null,null,null,null,null,null,null,null,null,null,null,{"$f":"IF(OR(AH367=0,AH367=-1),Beregn1!$E$36,AH367)","v":41},true,{"$f":"IF(AND(AK367=41,AL367=FALSE),Beregn1!$E$36,AH367)","v":0},null,0,0,0,0,0,0,null,{"$f":"ROUND(AO367*Beregn1!$G$30,4)","v":0},{"$f":"ROUND(AP367*Beregn1!$G$30,4)","v":0},{"$f":"ROUND(AQ367*Beregn1!$G$30,4)","v":0},{"$f":"ROUND(AR367*Beregn1!$G$30,4)","v":0},{"$f":"ROUND(AS367*Beregn1!$G$30,4)","v":0},{"$f":"ROUND(AT367*Beregn1!$G$30,4)","v":0}]
[null,null,null,null,null,null,null,null,null,null,null,null,null,null,null,null,null,null,null,null,null,null,null,null,null,null,null,null,null,null,null,null,null,null,null,null,{"$f":"IF(OR(AH368=0,AH368=-1),Beregn1!$E$36,AH368)","v":41},true,{"$f":"IF(AND(AK368=41,AL368=FALSE),Beregn1!$E$36,AH368)","v":0},null,0,0,0,0,0,0,null,{"$f":"ROUND(AO368*Beregn1!$G$30,4)","v":0},{"$f":"ROUND(AP368*Beregn1!$G$30,4)","v":0},{"$f":"ROUND(AQ368*Beregn1!$G$30,4)","v":0},{"$f":"ROUND(AR368*Beregn1!$G$30,4)","v":0},{"$f":"ROUND(AS368*Beregn1!$G$30,4)","v":0},{"$f":"ROUND(AT368*Beregn1!$G$30,4)","v":0}]
[null,null,null,null,null,null,null,null,null,null,null,null,null,null,null,null,null,null,null,null,null,null,null,null,null,null,null,null,null,null,null,null,null,null,null,null,{"$f":"IF(OR(AH369=0,AH369=-1),Beregn1!$E$36,AH369)","v":41},true,{"$f":"IF(AND(AK369=41,AL369=FALSE),Beregn1!$E$36,AH369)","v":0},null,0,0,0,0,0,0,null,{"$f":"ROUND(AO369*Beregn1!$G$30,4)","v":0},{"$f":"ROUND(AP369*Beregn1!$G$30,4)","v":0},{"$f":"ROUND(AQ369*Beregn1!$G$30,4)","v":0},{"$f":"ROUND(AR369*Beregn1!$G$30,4)","v":0},{"$f":"ROUND(AS369*Beregn1!$G$30,4)","v":0},{"$f":"ROUND(AT369*Beregn1!$G$30,4)","v":0}]
[null,null,null,null,null,null,null,null,null,null,null,null,null,null,null,null,null,null,null,null,null,null,null,null,null,null,null,null,null,null,null,null,null,null,null,null,{"$f":"IF(OR(AH370=0,AH370=-1),Beregn1!$E$36,AH370)","v":41},true,{"$f":"IF(AND(AK370=41,AL370=FALSE),Beregn1!$E$36,AH370)","v":0},null,0,0,0,0,0,0,null,{"$f":"ROUND(AO370*Beregn1!$G$30,4)","v":0},{"$f":"ROUND(AP370*Beregn1!$G$30,4)","v":0},{"$f":"ROUND(AQ370*Beregn1!$G$30,4)","v":0},{"$f":"ROUND(AR370*Beregn1!$G$30,4)","v":0},{"$f":"ROUND(AS370*Beregn1!$G$30,4)","v":0},{"$f":"ROUND(AT370*Beregn1!$G$30,4)","v":0}]
[null,null,null,null,null,null,null,null,null,null,null,null,null,null,null,null,null,null,null,null,null,null,null,null,null,null,null,null,null,null,null,null,null,null,null,null,{"$f":"IF(OR(AH371=0,AH371=-1),Beregn1!$E$36,AH371)","v":41},true,{"$f":"IF(AND(AK371=41,AL371=FALSE),Beregn1!$E$36,AH371)","v":0},null,0,0,0,0,0,0,null,{"$f":"ROUND(AO371*Beregn1!$G$30,4)","v":0},{"$f":"ROUND(AP371*Beregn1!$G$30,4)","v":0},{"$f":"ROUND(AQ371*Beregn1!$G$30,4)","v":0},{"$f":"ROUND(AR371*Beregn1!$G$30,4)","v":0},{"$f":"ROUND(AS371*Beregn1!$G$30,4)","v":0},{"$f":"ROUND(AT371*Beregn1!$G$30,4)","v":0}]
[null,null,null,null,null,null,null,null,null,null,null,null,null,null,null,null,null,null,null,null,null,null,null,null,null,null,null,null,null,null,null,null,null,null,null,null,{"$f":"IF(OR(AH372=0,AH372=-1),Beregn1!$E$36,AH372)","v":41},true,{"$f":"IF(AND(AK372=41,AL372=FALSE),Beregn1!$E$36,AH372)","v":0},null,0,0,0,0,0,0,null,{"$f":"ROUND(AO372*Beregn1!$G$30,4)","v":0},{"$f":"ROUND(AP372*Beregn1!$G$30,4)","v":0},{"$f":"ROUND(AQ372*Beregn1!$G$30,4)","v":0},{"$f":"ROUND(AR372*Beregn1!$G$30,4)","v":0},{"$f":"ROUND(AS372*Beregn1!$G$30,4)","v":0},{"$f":"ROUND(AT372*Beregn1!$G$30,4)","v":0}]
[null,null,null,null,null,null,null,null,null,null,null,null,null,null,null,null,null,null,null,null,null,null,null,null,null,null,null,null,null,null,null,null,null,null,null,null,{"$f":"IF(OR(AH373=0,AH373=-1),Beregn1!$E$36,AH373)","v":41},true,{"$f":"IF(AND(AK373=41,AL373=FALSE),Beregn1!$E$36,AH373)","v":0},null,0,0,0,0,0,0,null,{"$f":"ROUND(AO373*Beregn1!$G$30,4)","v":0},{"$f":"ROUND(AP373*Beregn1!$G$30,4)","v":0},{"$f":"ROUND(AQ373*Beregn1!$G$30,4)","v":0},{"$f":"ROUND(AR373*Beregn1!$G$30,4)","v":0},{"$f":"ROUND(AS373*Beregn1!$G$30,4)","v":0},{"$f":"ROUND(AT373*Beregn1!$G$30,4)","v":0}]
[null,null,null,null,null,null,null,null,null,null,null,null,null,null,null,null,null,null,null,null,null,null,null,null,null,null,null,null,null,null,null,null,null,null,null,null,{"$f":"IF(OR(AH374=0,AH374=-1),Beregn1!$E$36,AH374)","v":41},true,{"$f":"IF(AND(AK374=41,AL374=FALSE),Beregn1!$E$36,AH374)","v":0},null,0,0,0,0,0,0,null,{"$f":"ROUND(AO374*Beregn1!$G$30,4)","v":0},{"$f":"ROUND(AP374*Beregn1!$G$30,4)","v":0},{"$f":"ROUND(AQ374*Beregn1!$G$30,4)","v":0},{"$f":"ROUND(AR374*Beregn1!$G$30,4)","v":0},{"$f":"ROUND(AS374*Beregn1!$G$30,4)","v":0},{"$f":"ROUND(AT374*Beregn1!$G$30,4)","v":0}]
[null,null,null,null,null,null,null,null,null,null,null,null,null,null,null,null,null,null,null,null,null,null,null,null,null,null,null,null,null,null,null,null,null,null,null,null,{"$f":"IF(OR(AH375=0,AH375=-1),Beregn1!$E$36,AH375)","v":41},true,{"$f":"IF(AND(AK375=41,AL375=FALSE),Beregn1!$E$36,AH375)","v":0},null,0,0,0,0,0,0,null,{"$f":"ROUND(AO375*Beregn1!$G$30,4)","v":0},{"$f":"ROUND(AP375*Beregn1!$G$30,4)","v":0},{"$f":"ROUND(AQ375*Beregn1!$G$30,4)","v":0},{"$f":"ROUND(AR375*Beregn1!$G$30,4)","v":0},{"$f":"ROUND(AS375*Beregn1!$G$30,4)","v":0},{"$f":"ROUND(AT375*Beregn1!$G$30,4)","v":0}]
[null,null,null,null,null,null,null,null,null,null,null,null,null,null,null,null,null,null,null,null,null,null,null,null,null,null,null,null,null,null,null,null,null,null,null,null,{"$f":"IF(OR(AH376=0,AH376=-1),Beregn1!$E$36,AH376)","v":41},true,{"$f":"IF(AND(AK376=41,AL376=FALSE),Beregn1!$E$36,AH376)","v":0},null,0,0,0,0,0,0,null,{"$f":"ROUND(AO376*Beregn1!$G$30,4)","v":0},{"$f":"ROUND(AP376*Beregn1!$G$30,4)","v":0},{"$f":"ROUND(AQ376*Beregn1!$G$30,4)","v":0},{"$f":"ROUND(AR376*Beregn1!$G$30,4)","v":0},{"$f":"ROUND(AS376*Beregn1!$G$30,4)","v":0},{"$f":"ROUND(AT376*Beregn1!$G$30,4)","v":0}]
[null,null,null,null,null,null,null,null,null,null,null,null,null,null,null,null,null,null,null,null,null,null,null,null,null,null,null,null,null,null,null,null,null,null,null,null,{"$f":"IF(OR(AH377=0,AH377=-1),Beregn1!$E$36,AH377)","v":41},true,{"$f":"IF(AND(AK377=41,AL377=FALSE),Beregn1!$E$36,AH377)","v":0},null,0,0,0,0,0,0,null,{"$f":"ROUND(AO377*Beregn1!$G$30,4)","v":0},{"$f":"ROUND(AP377*Beregn1!$G$30,4)","v":0},{"$f":"ROUND(AQ377*Beregn1!$G$30,4)","v":0},{"$f":"ROUND(AR377*Beregn1!$G$30,4)","v":0},{"$f":"ROUND(AS377*Beregn1!$G$30,4)","v":0},{"$f":"ROUND(AT377*Beregn1!$G$30,4)","v":0}]
[null,null,null,null,null,null,null,null,null,null,null,null,null,null,null,null,null,null,null,null,null,null,null,null,null,null,null,null,null,null,null,null,null,null,null,null,{"$f":"IF(OR(AH378=0,AH378=-1),Beregn1!$E$36,AH378)","v":41},true,{"$f":"IF(AND(AK378=41,AL378=FALSE),Beregn1!$E$36,AH378)","v":0},null,0,0,0,0,0,0,null,{"$f":"ROUND(AO378*Beregn1!$G$30,4)","v":0},{"$f":"ROUND(AP378*Beregn1!$G$30,4)","v":0},{"$f":"ROUND(AQ378*Beregn1!$G$30,4)","v":0},{"$f":"ROUND(AR378*Beregn1!$G$30,4)","v":0},{"$f":"ROUND(AS378*Beregn1!$G$30,4)","v":0},{"$f":"ROUND(AT378*Beregn1!$G$30,4)","v":0}]
[null,null,null,null,null,null,null,null,null,null,null,null,null,null,null,null,null,null,null,null,null,null,null,null,null,null,null,null,null,null,null,null,null,null,null,null,{"$f":"IF(OR(AH379=0,AH379=-1),Beregn1!$E$36,AH379)","v":41},true,{"$f":"IF(AND(AK379=41,AL379=FALSE),Beregn1!$E$36,AH379)","v":0},null,0,0,0,0,0,0,null,{"$f":"ROUND(AO379*Beregn1!$G$30,4)","v":0},{"$f":"ROUND(AP379*Beregn1!$G$30,4)","v":0},{"$f":"ROUND(AQ379*Beregn1!$G$30,4)","v":0},{"$f":"ROUND(AR379*Beregn1!$G$30,4)","v":0},{"$f":"ROUND(AS379*Beregn1!$G$30,4)","v":0},{"$f":"ROUND(AT379*Beregn1!$G$30,4)","v":0}]
[null,null,null,null,null,null,null,null,null,null,null,null,null,null,null,null,null,null,null,null,null,null,null,null,null,null,null,null,null,null,null,null,null,null,null,null,{"$f":"IF(OR(AH380=0,AH380=-1),Beregn1!$E$36,AH380)","v":41},true,{"$f":"IF(AND(AK380=41,AL380=FALSE),Beregn1!$E$36,AH380)","v":0},null,0,0,0,0,0,0,null,{"$f":"ROUND(AO380*Beregn1!$G$30,4)","v":0},{"$f":"ROUND(AP380*Beregn1!$G$30,4)","v":0},{"$f":"ROUND(AQ380*Beregn1!$G$30,4)","v":0},{"$f":"ROUND(AR380*Beregn1!$G$30,4)","v":0},{"$f":"ROUND(AS380*Beregn1!$G$30,4)","v":0},{"$f":"ROUND(AT380*Beregn1!$G$30,4)","v":0}]
[null,null,null,null,null,null,null,null,null,null,null,null,null,null,null,null,null,null,null,null,null,null,null,null,null,null,null,null,null,null,null,null,null,null,null,null,{"$f":"IF(OR(AH381=0,AH381=-1),Beregn1!$E$36,AH381)","v":41},true,{"$f":"IF(AND(AK381=41,AL381=FALSE),Beregn1!$E$36,AH381)","v":0},null,0,0,0,0,0,0,null,{"$f":"ROUND(AO381*Beregn1!$G$30,4)","v":0},{"$f":"ROUND(AP381*Beregn1!$G$30,4)","v":0},{"$f":"ROUND(AQ381*Beregn1!$G$30,4)","v":0},{"$f":"ROUND(AR381*Beregn1!$G$30,4)","v":0},{"$f":"ROUND(AS381*Beregn1!$G$30,4)","v":0},{"$f":"ROUND(AT381*Beregn1!$G$30,4)","v":0}]
[null,null,null,null,null,null,null,null,null,null,null,null,null,null,null,null,null,null,null,null,null,null,null,null,null,null,null,null,null,null,null,null,null,null,null,null,{"$f":"IF(OR(AH382=0,AH382=-1),Beregn1!$E$36,AH382)","v":41},true,{"$f":"IF(AND(AK382=41,AL382=FALSE),Beregn1!$E$36,AH382)","v":0},null,0,0,0,0,0,0,null,{"$f":"ROUND(AO382*Beregn1!$G$30,4)","v":0},{"$f":"ROUND(AP382*Beregn1!$G$30,4)","v":0},{"$f":"ROUND(AQ382*Beregn1!$G$30,4)","v":0},{"$f":"ROUND(AR382*Beregn1!$G$30,4)","v":0},{"$f":"ROUND(AS382*Beregn1!$G$30,4)","v":0},{"$f":"ROUND(AT382*Beregn1!$G$30,4)","v":0}]
[null,null,null,null,null,null,null,null,null,null,null,null,null,null,null,null,null,null,null,null,null,null,null,null,null,null,null,null,null,null,null,null,null,null,null,null,{"$f":"IF(OR(AH383=0,AH383=-1),Beregn1!$E$36,AH383)","v":41},true,{"$f":"IF(AND(AK383=41,AL383=FALSE),Beregn1!$E$36,AH383)","v":0},null,0,0,0,0,0,0,null,{"$f":"ROUND(AO383*Beregn1!$G$30,4)","v":0},{"$f":"ROUND(AP383*Beregn1!$G$30,4)","v":0},{"$f":"ROUND(AQ383*Beregn1!$G$30,4)","v":0},{"$f":"ROUND(AR383*Beregn1!$G$30,4)","v":0},{"$f":"ROUND(AS383*Beregn1!$G$30,4)","v":0},{"$f":"ROUND(AT383*Beregn1!$G$30,4)","v":0}]
[null,null,null,null,null,null,null,null,null,null,null,null,null,null,null,null,null,null,null,null,null,null,null,null,null,null,null,null,null,null,null,null,null,null,null,null,{"$f":"IF(OR(AH384=0,AH384=-1),Beregn1!$E$36,AH384)","v":41},true,{"$f":"IF(AND(AK384=41,AL384=FALSE),Beregn1!$E$36,AH384)","v":0},null,0,0,0,0,0,0,null,{"$f":"ROUND(AO384*Beregn1!$G$30,4)","v":0},{"$f":"ROUND(AP384*Beregn1!$G$30,4)","v":0},{"$f":"ROUND(AQ384*Beregn1!$G$30,4)","v":0},{"$f":"ROUND(AR384*Beregn1!$G$30,4)","v":0},{"$f":"ROUND(AS384*Beregn1!$G$30,4)","v":0},{"$f":"ROUND(AT384*Beregn1!$G$30,4)","v":0}]
[null,null,null,null,null,null,null,null,null,null,null,null,null,null,null,null,null,null,null,null,null,null,null,null,null,null,null,null,null,null,null,null,null,null,null,null,{"$f":"IF(OR(AH385=0,AH385=-1),Beregn1!$E$36,AH385)","v":41},true,{"$f":"IF(AND(AK385=41,AL385=FALSE),Beregn1!$E$36,AH385)","v":0},null,0,0,0,0,0,0,null,{"$f":"ROUND(AO385*Beregn1!$G$30,4)","v":0},{"$f":"ROUND(AP385*Beregn1!$G$30,4)","v":0},{"$f":"ROUND(AQ385*Beregn1!$G$30,4)","v":0},{"$f":"ROUND(AR385*Beregn1!$G$30,4)","v":0},{"$f":"ROUND(AS385*Beregn1!$G$30,4)","v":0},{"$f":"ROUND(AT385*Beregn1!$G$30,4)","v":0}]
[null,null,null,null,null,null,null,null,null,null,null,null,null,null,null,null,null,null,null,null,null,null,null,null,null,null,null,null,null,null,null,null,null,null,null,null,{"$f":"IF(OR(AH386=0,AH386=-1),Beregn1!$E$36,AH386)","v":41},true,{"$f":"IF(AND(AK386=41,AL386=FALSE),Beregn1!$E$36,AH386)","v":0},null,{"$f":"INDEX($W386:$AI386,MATCH(\"Infiltrated\",$W$1:$AI$1,0))","v":0},{"$f":"INDEX($W386:$AI386,MATCH(\"Evaporated\",$W$1:$AI$1,0))","v":0},{"$f":"INDEX($W386:$AI386,MATCH(\"Drained\",$W$1:$AI$1,0))","v":0},{"$f":"INDEX($W386:$AI386,MATCH(\"Overflow\",$W$1:$AI$1,0))","v":0},{"$f":"AM386","v":0},{"$f":"INDEX($W386:$AI386,MATCH(\"Available_Volume\",$W$1:$AI$1,0))","v":0},null,{"$f":"ROUND(AO386*Beregn1!$G$30,4)","v":0},{"$f":"ROUND(AP386*Beregn1!$G$30,4)","v":0},{"$f":"ROUND(AQ386*Beregn1!$G$30,4)","v":0},{"$f":"ROUND(AR386*Beregn1!$G$30,4)","v":0},{"$f":"ROUND(AS386*Beregn1!$G$30,4)","v":0},{"$f":"ROUND(AT386*Beregn1!$G$30,4)","v":0}]
[null,null,null,null,null,null,null,null,null,null,null,null,null,null,null,null,null,null,null,null,null,null,null,null,null,null,null,null,null,null,null,null,null,null,null,null,{"$f":"IF(OR(AH387=0,AH387=-1),Beregn1!$E$36,AH387)","v":41},{"$f":"ISBLANK(AH387)","v":true},{"$f":"IF(AND(AK387=41,AL387=FALSE),Beregn1!$E$36,AH387)","v":0},null,0,0,0,0,0,0,null,{"$f":"ROUND(AO387*Beregn1!$G$30,4)","v":0},{"$f":"ROUND(AP387*Beregn1!$G$30,4)","v":0},{"$f":"ROUND(AQ387*Beregn1!$G$30,4)","v":0},{"$f":"ROUND(AR387*Beregn1!$G$30,4)","v":0},{"$f":"ROUND(AS387*Beregn1!$G$30,4)","v":0},{"$f":"ROUND(AT387*Beregn1!$G$30,4)","v":0}]
[null,null,null,null,null,null,null,null,null,null,null,null,null,null,null,null,null,null,null,null,null,null,null,null,null,null,null,null,null,null,null,null,null,null,null,null,{"$f":"IF(OR(AH388=0,AH388=-1),Beregn1!$E$36,AH388)","v":41},true,{"$f":"IF(AND(AK388=41,AL388=FALSE),Beregn1!$E$36,AH388)","v":0},null,0,0,0,0,0,0,null,{"$f":"ROUND(AO388*Beregn1!$G$30,4)","v":0},{"$f":"ROUND(AP388*Beregn1!$G$30,4)","v":0},{"$f":"ROUND(AQ388*Beregn1!$G$30,4)","v":0},{"$f":"ROUND(AR388*Beregn1!$G$30,4)","v":0},{"$f":"ROUND(AS388*Beregn1!$G$30,4)","v":0},{"$f":"ROUND(AT388*Beregn1!$G$30,4)","v":0}]
[null,null,null,null,null,null,null,null,null,null,null,null,null,null,null,null,null,null,null,null,null,null,null,null,null,null,null,null,null,null,null,null,null,null,null,null,{"$f":"IF(OR(AH389=0,AH389=-1),Beregn1!$E$36,AH389)","v":41},true,{"$f":"IF(AND(AK389=41,AL389=FALSE),Beregn1!$E$36,AH389)","v":0},null,0,0,0,0,0,0,null,{"$f":"ROUND(AO389*Beregn1!$G$30,4)","v":0},{"$f":"ROUND(AP389*Beregn1!$G$30,4)","v":0},{"$f":"ROUND(AQ389*Beregn1!$G$30,4)","v":0},{"$f":"ROUND(AR389*Beregn1!$G$30,4)","v":0},{"$f":"ROUND(AS389*Beregn1!$G$30,4)","v":0},{"$f":"ROUND(AT389*Beregn1!$G$30,4)","v":0}]
[null,null,null,null,null,null,null,null,null,null,null,null,null,null,null,null,null,null,null,null,null,null,null,null,null,null,null,null,null,null,null,null,null,null,null,null,{"$f":"IF(OR(AH390=0,AH390=-1),Beregn1!$E$36,AH390)","v":41},true,{"$f":"IF(AND(AK390=41,AL390=FALSE),Beregn1!$E$36,AH390)","v":0},null,0,0,0,0,0,0,null,{"$f":"ROUND(AO390*Beregn1!$G$30,4)","v":0},{"$f":"ROUND(AP390*Beregn1!$G$30,4)","v":0},{"$f":"ROUND(AQ390*Beregn1!$G$30,4)","v":0},{"$f":"ROUND(AR390*Beregn1!$G$30,4)","v":0},{"$f":"ROUND(AS390*Beregn1!$G$30,4)","v":0},{"$f":"ROUND(AT390*Beregn1!$G$30,4)","v":0}]
[null,null,null,null,null,null,null,null,null,null,null,null,null,null,null,null,null,null,null,null,null,null,null,null,null,null,null,null,null,null,null,null,null,null,null,null,{"$f":"IF(OR(AH391=0,AH391=-1),Beregn1!$E$36,AH391)","v":41},true,{"$f":"IF(AND(AK391=41,AL391=FALSE),Beregn1!$E$36,AH391)","v":0},null,0,0,0,0,0,0,null,{"$f":"ROUND(AO391*Beregn1!$G$30,4)","v":0},{"$f":"ROUND(AP391*Beregn1!$G$30,4)","v":0},{"$f":"ROUND(AQ391*Beregn1!$G$30,4)","v":0},{"$f":"ROUND(AR391*Beregn1!$G$30,4)","v":0},{"$f":"ROUND(AS391*Beregn1!$G$30,4)","v":0},{"$f":"ROUND(AT391*Beregn1!$G$30,4)","v":0}]
[null,null,null,null,null,null,null,null,null,null,null,null,null,null,null,null,null,null,null,null,null,null,null,null,null,null,null,null,null,null,null,null,null,null,null,null,{"$f":"IF(OR(AH392=0,AH392=-1),Beregn1!$E$36,AH392)","v":41},true,{"$f":"IF(AND(AK392=41,AL392=FALSE),Beregn1!$E$36,AH392)","v":0},null,0,0,0,0,0,0,null,{"$f":"ROUND(AO392*Beregn1!$G$30,4)","v":0},{"$f":"ROUND(AP392*Beregn1!$G$30,4)","v":0},{"$f":"ROUND(AQ392*Beregn1!$G$30,4)","v":0},{"$f":"ROUND(AR392*Beregn1!$G$30,4)","v":0},{"$f":"ROUND(AS392*Beregn1!$G$30,4)","v":0},{"$f":"ROUND(AT392*Beregn1!$G$30,4)","v":0}]
[null,null,null,null,null,null,null,null,null,null,null,null,null,null,null,null,null,null,null,null,null,null,null,null,null,null,null,null,null,null,null,null,null,null,null,null,{"$f":"IF(OR(AH393=0,AH393=-1),Beregn1!$E$36,AH393)","v":41},true,{"$f":"IF(AND(AK393=41,AL393=FALSE),Beregn1!$E$36,AH393)","v":0},null,0,0,0,0,0,0,null,{"$f":"ROUND(AO393*Beregn1!$G$30,4)","v":0},{"$f":"ROUND(AP393*Beregn1!$G$30,4)","v":0},{"$f":"ROUND(AQ393*Beregn1!$G$30,4)","v":0},{"$f":"ROUND(AR393*Beregn1!$G$30,4)","v":0},{"$f":"ROUND(AS393*Beregn1!$G$30,4)","v":0},{"$f":"ROUND(AT393*Beregn1!$G$30,4)","v":0}]
[null,null,null,null,null,null,null,null,null,null,null,null,null,null,null,null,null,null,null,null,null,null,null,null,null,null,null,null,null,null,null,null,null,null,null,null,{"$f":"IF(OR(AH394=0,AH394=-1),Beregn1!$E$36,AH394)","v":41},true,{"$f":"IF(AND(AK394=41,AL394=FALSE),Beregn1!$E$36,AH394)","v":0},null,0,0,0,0,0,0,null,{"$f":"ROUND(AO394*Beregn1!$G$30,4)","v":0},{"$f":"ROUND(AP394*Beregn1!$G$30,4)","v":0},{"$f":"ROUND(AQ394*Beregn1!$G$30,4)","v":0},{"$f":"ROUND(AR394*Beregn1!$G$30,4)","v":0},{"$f":"ROUND(AS394*Beregn1!$G$30,4)","v":0},{"$f":"ROUND(AT394*Beregn1!$G$30,4)","v":0}]
[null,null,null,null,null,null,null,null,null,null,null,null,null,null,null,null,null,null,null,null,null,null,null,null,null,null,null,null,null,null,null,null,null,null,null,null,{"$f":"IF(OR(AH395=0,AH395=-1),Beregn1!$E$36,AH395)","v":41},true,{"$f":"IF(AND(AK395=41,AL395=FALSE),Beregn1!$E$36,AH395)","v":0},null,0,0,0,0,0,0,null,{"$f":"ROUND(AO395*Beregn1!$G$30,4)","v":0},{"$f":"ROUND(AP395*Beregn1!$G$30,4)","v":0},{"$f":"ROUND(AQ395*Beregn1!$G$30,4)","v":0},{"$f":"ROUND(AR395*Beregn1!$G$30,4)","v":0},{"$f":"ROUND(AS395*Beregn1!$G$30,4)","v":0},{"$f":"ROUND(AT395*Beregn1!$G$30,4)","v":0}]
[null,null,null,null,null,null,null,null,null,null,null,null,null,null,null,null,null,null,null,null,null,null,null,null,null,null,null,null,null,null,null,null,null,null,null,null,{"$f":"IF(OR(AH396=0,AH396=-1),Beregn1!$E$36,AH396)","v":41},true,{"$f":"IF(AND(AK396=41,AL396=FALSE),Beregn1!$E$36,AH396)","v":0},null,0,0,0,0,0,0,null,{"$f":"ROUND(AO396*Beregn1!$G$30,4)","v":0},{"$f":"ROUND(AP396*Beregn1!$G$30,4)","v":0},{"$f":"ROUND(AQ396*Beregn1!$G$30,4)","v":0},{"$f":"ROUND(AR396*Beregn1!$G$30,4)","v":0},{"$f":"ROUND(AS396*Beregn1!$G$30,4)","v":0},{"$f":"ROUND(AT396*Beregn1!$G$30,4)","v":0}]
[null,null,null,null,null,null,null,null,null,null,null,null,null,null,null,null,null,null,null,null,null,null,null,null,null,null,null,null,null,null,null,null,null,null,null,null,{"$f":"IF(OR(AH397=0,AH397=-1),Beregn1!$E$36,AH397)","v":41},true,{"$f":"IF(AND(AK397=41,AL397=FALSE),Beregn1!$E$36,AH397)","v":0},null,0,0,0,0,0,0,null,{"$f":"ROUND(AO397*Beregn1!$G$30,4)","v":0},{"$f":"ROUND(AP397*Beregn1!$G$30,4)","v":0},{"$f":"ROUND(AQ397*Beregn1!$G$30,4)","v":0},{"$f":"ROUND(AR397*Beregn1!$G$30,4)","v":0},{"$f":"ROUND(AS397*Beregn1!$G$30,4)","v":0},{"$f":"ROUND(AT397*Beregn1!$G$30,4)","v":0}]
[null,null,null,null,null,null,null,null,null,null,null,null,null,null,null,null,null,null,null,null,null,null,null,null,null,null,null,null,null,null,null,null,null,null,null,null,{"$f":"IF(OR(AH398=0,AH398=-1),Beregn1!$E$36,AH398)","v":41},true,{"$f":"IF(AND(AK398=41,AL398=FALSE),Beregn1!$E$36,AH398)","v":0},null,0,0,0,0,0,0,null,{"$f":"ROUND(AO398*Beregn1!$G$30,4)","v":0},{"$f":"ROUND(AP398*Beregn1!$G$30,4)","v":0},{"$f":"ROUND(AQ398*Beregn1!$G$30,4)","v":0},{"$f":"ROUND(AR398*Beregn1!$G$30,4)","v":0},{"$f":"ROUND(AS398*Beregn1!$G$30,4)","v":0},{"$f":"ROUND(AT398*Beregn1!$G$30,4)","v":0}]
[null,null,null,null,null,null,null,null,null,null,null,null,null,null,null,null,null,null,null,null,null,null,null,null,null,null,null,null,null,null,null,null,null,null,null,null,{"$f":"IF(OR(AH399=0,AH399=-1),Beregn1!$E$36,AH399)","v":41},true,{"$f":"IF(AND(AK399=41,AL399=FALSE),Beregn1!$E$36,AH399)","v":0},null,0,0,0,0,0,0,null,{"$f":"ROUND(AO399*Beregn1!$G$30,4)","v":0},{"$f":"ROUND(AP399*Beregn1!$G$30,4)","v":0},{"$f":"ROUND(AQ399*Beregn1!$G$30,4)","v":0},{"$f":"ROUND(AR399*Beregn1!$G$30,4)","v":0},{"$f":"ROUND(AS399*Beregn1!$G$30,4)","v":0},{"$f":"ROUND(AT399*Beregn1!$G$30,4)","v":0}]
[null,null,null,null,null,null,null,null,null,null,null,null,null,null,null,null,null,null,null,null,null,null,null,null,null,null,null,null,null,null,null,null,null,null,null,null,{"$f":"IF(OR(AH400=0,AH400=-1),Beregn1!$E$36,AH400)","v":41},true,{"$f":"IF(AND(AK400=41,AL400=FALSE),Beregn1!$E$36,AH400)","v":0},null,0,0,0,0,0,0,null,{"$f":"ROUND(AO400*Beregn1!$G$30,4)","v":0},{"$f":"ROUND(AP400*Beregn1!$G$30,4)","v":0},{"$f":"ROUND(AQ400*Beregn1!$G$30,4)","v":0},{"$f":"ROUND(AR400*Beregn1!$G$30,4)","v":0},{"$f":"ROUND(AS400*Beregn1!$G$30,4)","v":0},{"$f":"ROUND(AT400*Beregn1!$G$30,4)","v":0}]
[null,null,null,null,null,null,null,null,null,null,null,null,null,null,null,null,null,null,null,null,null,null,null,null,null,null,null,null,null,null,null,null,null,null,null,null,{"$f":"IF(OR(AH401=0,AH401=-1),Beregn1!$E$36,AH401)","v":41},true,{"$f":"IF(AND(AK401=41,AL401=FALSE),Beregn1!$E$36,AH401)","v":0},null,0,0,0,0,0,0,null,{"$f":"ROUND(AO401*Beregn1!$G$30,4)","v":0},{"$f":"ROUND(AP401*Beregn1!$G$30,4)","v":0},{"$f":"ROUND(AQ401*Beregn1!$G$30,4)","v":0},{"$f":"ROUND(AR401*Beregn1!$G$30,4)","v":0},{"$f":"ROUND(AS401*Beregn1!$G$30,4)","v":0},{"$f":"ROUND(AT401*Beregn1!$G$30,4)","v":0}]
[null,null,null,null,null,null,null,null,null,null,null,null,null,null,null,null,null,null,null,null,null,null,null,null,null,null,null,null,null,null,null,null,null,null,null,null,{"$f":"IF(OR(AH402=0,AH402=-1),Beregn1!$E$36,AH402)","v":41},true,{"$f":"IF(AND(AK402=41,AL402=FALSE),Beregn1!$E$36,AH402)","v":0},null,0,0,0,0,0,0,null,{"$f":"ROUND(AO402*Beregn1!$G$30,4)","v":0},{"$f":"ROUND(AP402*Beregn1!$G$30,4)","v":0},{"$f":"ROUND(AQ402*Beregn1!$G$30,4)","v":0},{"$f":"ROUND(AR402*Beregn1!$G$30,4)","v":0},{"$f":"ROUND(AS402*Beregn1!$G$30,4)","v":0},{"$f":"ROUND(AT402*Beregn1!$G$30,4)","v":0}]
[null,null,null,null,null,null,null,null,null,null,null,null,null,null,null,null,null,null,null,null,null,null,null,null,null,null,null,null,null,null,null,null,null,null,null,null,{"$f":"IF(OR(AH403=0,AH403=-1),Beregn1!$E$36,AH403)","v":41},true,{"$f":"IF(AND(AK403=41,AL403=FALSE),Beregn1!$E$36,AH403)","v":0},null,0,0,0,0,0,0,null,{"$f":"ROUND(AO403*Beregn1!$G$30,4)","v":0},{"$f":"ROUND(AP403*Beregn1!$G$30,4)","v":0},{"$f":"ROUND(AQ403*Beregn1!$G$30,4)","v":0},{"$f":"ROUND(AR403*Beregn1!$G$30,4)","v":0},{"$f":"ROUND(AS403*Beregn1!$G$30,4)","v":0},{"$f":"ROUND(AT403*Beregn1!$G$30,4)","v":0}]
[null,null,null,null,null,null,null,null,null,null,null,null,null,null,null,null,null,null,null,null,null,null,null,null,null,null,null,null,null,null,null,null,null,null,null,null,{"$f":"IF(OR(AH404=0,AH404=-1),Beregn1!$E$36,AH404)","v":41},true,{"$f":"IF(AND(AK404=41,AL404=FALSE),Beregn1!$E$36,AH404)","v":0},null,0,0,0,0,0,0,null,{"$f":"ROUND(AO404*Beregn1!$G$30,4)","v":0},{"$f":"ROUND(AP404*Beregn1!$G$30,4)","v":0},{"$f":"ROUND(AQ404*Beregn1!$G$30,4)","v":0},{"$f":"ROUND(AR404*Beregn1!$G$30,4)","v":0},{"$f":"ROUND(AS404*Beregn1!$G$30,4)","v":0},{"$f":"ROUND(AT404*Beregn1!$G$30,4)","v":0}]
[null,null,null,null,null,null,null,null,null,null,null,null,null,null,null,null,null,null,null,null,null,null,null,null,null,null,null,null,null,null,null,null,null,null,null,null,{"$f":"IF(OR(AH405=0,AH405=-1),Beregn1!$E$36,AH405)","v":41},true,{"$f":"IF(AND(AK405=41,AL405=FALSE),Beregn1!$E$36,AH405)","v":0},null,0,0,0,0,0,0,null,{"$f":"ROUND(AO405*Beregn1!$G$30,4)","v":0},{"$f":"ROUND(AP405*Beregn1!$G$30,4)","v":0},{"$f":"ROUND(AQ405*Beregn1!$G$30,4)","v":0},{"$f":"ROUND(AR405*Beregn1!$G$30,4)","v":0},{"$f":"ROUND(AS405*Beregn1!$G$30,4)","v":0},{"$f":"ROUND(AT405*Beregn1!$G$30,4)","v":0}]
[null,null,null,null,null,null,null,null,null,null,null,null,null,null,null,null,null,null,null,null,null,null,null,null,null,null,null,null,null,null,null,null,null,null,null,null,{"$f":"IF(OR(AH406=0,AH406=-1),Beregn1!$E$36,AH406)","v":41},true,{"$f":"IF(AND(AK406=41,AL406=FALSE),Beregn1!$E$36,AH406)","v":0},null,0,0,0,0,0,0,null,{"$f":"ROUND(AO406*Beregn1!$G$30,4)","v":0},{"$f":"ROUND(AP406*Beregn1!$G$30,4)","v":0},{"$f":"ROUND(AQ406*Beregn1!$G$30,4)","v":0},{"$f":"ROUND(AR406*Beregn1!$G$30,4)","v":0},{"$f":"ROUND(AS406*Beregn1!$G$30,4)","v":0},{"$f":"ROUND(AT406*Beregn1!$G$30,4)","v":0}]
[null,null,null,null,null,null,null,null,null,null,null,null,null,null,null,null,null,null,null,null,null,null,null,null,null,null,null,null,null,null,null,null,null,null,null,null,{"$f":"IF(OR(AH407=0,AH407=-1),Beregn1!$E$36,AH407)","v":41},true,{"$f":"IF(AND(AK407=41,AL407=FALSE),Beregn1!$E$36,AH407)","v":0},null,0,0,0,0,0,0,null,{"$f":"ROUND(AO407*Beregn1!$G$30,4)","v":0},{"$f":"ROUND(AP407*Beregn1!$G$30,4)","v":0},{"$f":"ROUND(AQ407*Beregn1!$G$30,4)","v":0},{"$f":"ROUND(AR407*Beregn1!$G$30,4)","v":0},{"$f":"ROUND(AS407*Beregn1!$G$30,4)","v":0},{"$f":"ROUND(AT407*Beregn1!$G$30,4)","v":0}]
[null,null,null,null,null,null,null,null,null,null,null,null,null,null,null,null,null,null,null,null,null,null,null,null,null,null,null,null,null,null,null,null,null,null,null,null,{"$f":"IF(OR(AH408=0,AH408=-1),Beregn1!$E$36,AH408)","v":41},true,{"$f":"IF(AND(AK408=41,AL408=FALSE),Beregn1!$E$36,AH408)","v":0},null,0,0,0,0,0,0,null,{"$f":"ROUND(AO408*Beregn1!$G$30,4)","v":0},{"$f":"ROUND(AP408*Beregn1!$G$30,4)","v":0},{"$f":"ROUND(AQ408*Beregn1!$G$30,4)","v":0},{"$f":"ROUND(AR408*Beregn1!$G$30,4)","v":0},{"$f":"ROUND(AS408*Beregn1!$G$30,4)","v":0},{"$f":"ROUND(AT408*Beregn1!$G$30,4)","v":0}]
[null,null,null,null,null,null,null,null,null,null,null,null,null,null,null,null,null,null,null,null,null,null,null,null,null,null,null,null,null,null,null,null,null,null,null,null,{"$f":"IF(OR(AH409=0,AH409=-1),Beregn1!$E$36,AH409)","v":41},true,{"$f":"IF(AND(AK409=41,AL409=FALSE),Beregn1!$E$36,AH409)","v":0},null,0,0,0,0,0,0,null,{"$f":"ROUND(AO409*Beregn1!$G$30,4)","v":0},{"$f":"ROUND(AP409*Beregn1!$G$30,4)","v":0},{"$f":"ROUND(AQ409*Beregn1!$G$30,4)","v":0},{"$f":"ROUND(AR409*Beregn1!$G$30,4)","v":0},{"$f":"ROUND(AS409*Beregn1!$G$30,4)","v":0},{"$f":"ROUND(AT409*Beregn1!$G$30,4)","v":0}]
[null,null,null,null,null,null,null,null,null,null,null,null,null,null,null,null,null,null,null,null,null,null,null,null,null,null,null,null,null,null,null,null,null,null,null,null,{"$f":"IF(OR(AH410=0,AH410=-1),Beregn1!$E$36,AH410)","v":41},true,{"$f":"IF(AND(AK410=41,AL410=FALSE),Beregn1!$E$36,AH410)","v":0},null,0,0,0,0,0,0,null,{"$f":"ROUND(AO410*Beregn1!$G$30,4)","v":0},{"$f":"ROUND(AP410*Beregn1!$G$30,4)","v":0},{"$f":"ROUND(AQ410*Beregn1!$G$30,4)","v":0},{"$f":"ROUND(AR410*Beregn1!$G$30,4)","v":0},{"$f":"ROUND(AS410*Beregn1!$G$30,4)","v":0},{"$f":"ROUND(AT410*Beregn1!$G$30,4)","v":0}]
[null,null,null,null,null,null,null,null,null,null,null,null,null,null,null,null,null,null,null,null,null,null,null,null,null,null,null,null,null,null,null,null,null,null,null,null,{"$f":"IF(OR(AH411=0,AH411=-1),Beregn1!$E$36,AH411)","v":41},true,{"$f":"IF(AND(AK411=41,AL411=FALSE),Beregn1!$E$36,AH411)","v":0},null,0,0,0,0,0,0,null,{"$f":"ROUND(AO411*Beregn1!$G$30,4)","v":0},{"$f":"ROUND(AP411*Beregn1!$G$30,4)","v":0},{"$f":"ROUND(AQ411*Beregn1!$G$30,4)","v":0},{"$f":"ROUND(AR411*Beregn1!$G$30,4)","v":0},{"$f":"ROUND(AS411*Beregn1!$G$30,4)","v":0},{"$f":"ROUND(AT411*Beregn1!$G$30,4)","v":0}]
[null,null,null,null,null,null,null,null,null,null,null,null,null,null,null,null,null,null,null,null,null,null,null,null,null,null,null,null,null,null,null,null,null,null,null,null,{"$f":"IF(OR(AH412=0,AH412=-1),Beregn1!$E$36,AH412)","v":41},true,{"$f":"IF(AND(AK412=41,AL412=FALSE),Beregn1!$E$36,AH412)","v":0},null,0,0,0,0,0,0,null,{"$f":"ROUND(AO412*Beregn1!$G$30,4)","v":0},{"$f":"ROUND(AP412*Beregn1!$G$30,4)","v":0},{"$f":"ROUND(AQ412*Beregn1!$G$30,4)","v":0},{"$f":"ROUND(AR412*Beregn1!$G$30,4)","v":0},{"$f":"ROUND(AS412*Beregn1!$G$30,4)","v":0},{"$f":"ROUND(AT412*Beregn1!$G$30,4)","v":0}]
[null,null,null,null,null,null,null,null,null,null,null,null,null,null,null,null,null,null,null,null,null,null,null,null,null,null,null,null,null,null,null,null,null,null,null,null,{"$f":"IF(OR(AH413=0,AH413=-1),Beregn1!$E$36,AH413)","v":41},true,{"$f":"IF(AND(AK413=41,AL413=FALSE),Beregn1!$E$36,AH413)","v":0},null,0,0,0,0,0,0,null,{"$f":"ROUND(AO413*Beregn1!$G$30,4)","v":0},{"$f":"ROUND(AP413*Beregn1!$G$30,4)","v":0},{"$f":"ROUND(AQ413*Beregn1!$G$30,4)","v":0},{"$f":"ROUND(AR413*Beregn1!$G$30,4)","v":0},{"$f":"ROUND(AS413*Beregn1!$G$30,4)","v":0},{"$f":"ROUND(AT413*Beregn1!$G$30,4)","v":0}]
[null,null,null,null,null,null,null,null,null,null,null,null,null,null,null,null,null,null,null,null,null,null,null,null,null,null,null,null,null,null,null,null,null,null,null,null,{"$f":"IF(OR(AH414=0,AH414=-1),Beregn1!$E$36,AH414)","v":41},true,{"$f":"IF(AND(AK414=41,AL414=FALSE),Beregn1!$E$36,AH414)","v":0},null,0,0,0,0,0,0,null,{"$f":"ROUND(AO414*Beregn1!$G$30,4)","v":0},{"$f":"ROUND(AP414*Beregn1!$G$30,4)","v":0},{"$f":"ROUND(AQ414*Beregn1!$G$30,4)","v":0},{"$f":"ROUND(AR414*Beregn1!$G$30,4)","v":0},{"$f":"ROUND(AS414*Beregn1!$G$30,4)","v":0},{"$f":"ROUND(AT414*Beregn1!$G$30,4)","v":0}]
[null,null,null,null,null,null,null,null,null,null,null,null,null,null,null,null,null,null,null,null,null,null,null,null,null,null,null,null,null,null,null,null,null,null,null,null,{"$f":"IF(OR(AH415=0,AH415=-1),Beregn1!$E$36,AH415)","v":41},true,{"$f":"IF(AND(AK415=41,AL415=FALSE),Beregn1!$E$36,AH415)","v":0},null,0,0,0,0,0,0,null,{"$f":"ROUND(AO415*Beregn1!$G$30,4)","v":0},{"$f":"ROUND(AP415*Beregn1!$G$30,4)","v":0},{"$f":"ROUND(AQ415*Beregn1!$G$30,4)","v":0},{"$f":"ROUND(AR415*Beregn1!$G$30,4)","v":0},{"$f":"ROUND(AS415*Beregn1!$G$30,4)","v":0},{"$f":"ROUND(AT415*Beregn1!$G$30,4)","v":0}]
[null,null,null,null,null,null,null,null,null,null,null,null,null,null,null,null,null,null,null,null,null,null,null,null,null,null,null,null,null,null,null,null,null,null,null,null,{"$f":"IF(OR(AH416=0,AH416=-1),Beregn1!$E$36,AH416)","v":41},true,{"$f":"IF(AND(AK416=41,AL416=FALSE),Beregn1!$E$36,AH416)","v":0},null,0,0,0,0,0,0,null,{"$f":"ROUND(AO416*Beregn1!$G$30,4)","v":0},{"$f":"ROUND(AP416*Beregn1!$G$30,4)","v":0},{"$f":"ROUND(AQ416*Beregn1!$G$30,4)","v":0},{"$f":"ROUND(AR416*Beregn1!$G$30,4)","v":0},{"$f":"ROUND(AS416*Beregn1!$G$30,4)","v":0},{"$f":"ROUND(AT416*Beregn1!$G$30,4)","v":0}]
[null,null,null,null,null,null,null,null,null,null,null,null,null,null,null,null,null,null,null,null,null,null,null,null,null,null,null,null,null,null,null,null,null,null,null,null,{"$f":"IF(OR(AH417=0,AH417=-1),Beregn1!$E$36,AH417)","v":41},true,{"$f":"IF(AND(AK417=41,AL417=FALSE),Beregn1!$E$36,AH417)","v":0},null,0,0,0,0,0,0,null,{"$f":"ROUND(AO417*Beregn1!$G$30,4)","v":0},{"$f":"ROUND(AP417*Beregn1!$G$30,4)","v":0},{"$f":"ROUND(AQ417*Beregn1!$G$30,4)","v":0},{"$f":"ROUND(AR417*Beregn1!$G$30,4)","v":0},{"$f":"ROUND(AS417*Beregn1!$G$30,4)","v":0},{"$f":"ROUND(AT417*Beregn1!$G$30,4)","v":0}]
[null,null,null,null,null,null,null,null,null,null,null,null,null,null,null,null,null,null,null,null,null,null,null,null,null,null,null,null,null,null,null,null,null,null,null,null,{"$f":"IF(OR(AH418=0,AH418=-1),Beregn1!$E$36,AH418)","v":41},true,{"$f":"IF(AND(AK418=41,AL418=FALSE),Beregn1!$E$36,AH418)","v":0},null,0,0,0,0,0,0,null,{"$f":"ROUND(AO418*Beregn1!$G$30,4)","v":0},{"$f":"ROUND(AP418*Beregn1!$G$30,4)","v":0},{"$f":"ROUND(AQ418*Beregn1!$G$30,4)","v":0},{"$f":"ROUND(AR418*Beregn1!$G$30,4)","v":0},{"$f":"ROUND(AS418*Beregn1!$G$30,4)","v":0},{"$f":"ROUND(AT418*Beregn1!$G$30,4)","v":0}]
[null,null,null,null,null,null,null,null,null,null,null,null,null,null,null,null,null,null,null,null,null,null,null,null,null,null,null,null,null,null,null,null,null,null,null,null,{"$f":"IF(OR(AH419=0,AH419=-1),Beregn1!$E$36,AH419)","v":41},true,{"$f":"IF(AND(AK419=41,AL419=FALSE),Beregn1!$E$36,AH419)","v":0},null,0,0,0,0,0,0,null,{"$f":"ROUND(AO419*Beregn1!$G$30,4)","v":0},{"$f":"ROUND(AP419*Beregn1!$G$30,4)","v":0},{"$f":"ROUND(AQ419*Beregn1!$G$30,4)","v":0},{"$f":"ROUND(AR419*Beregn1!$G$30,4)","v":0},{"$f":"ROUND(AS419*Beregn1!$G$30,4)","v":0},{"$f":"ROUND(AT419*Beregn1!$G$30,4)","v":0}]
[null,null,null,null,null,null,null,null,null,null,null,null,null,null,null,null,null,null,null,null,null,null,null,null,null,null,null,null,null,null,null,null,null,null,null,null,{"$f":"IF(OR(AH420=0,AH420=-1),Beregn1!$E$36,AH420)","v":41},true,{"$f":"IF(AND(AK420=41,AL420=FALSE),Beregn1!$E$36,AH420)","v":0},null,0,0,0,0,0,0,null,{"$f":"ROUND(AO420*Beregn1!$G$30,4)","v":0},{"$f":"ROUND(AP420*Beregn1!$G$30,4)","v":0},{"$f":"ROUND(AQ420*Beregn1!$G$30,4)","v":0},{"$f":"ROUND(AR420*Beregn1!$G$30,4)","v":0},{"$f":"ROUND(AS420*Beregn1!$G$30,4)","v":0},{"$f":"ROUND(AT420*Beregn1!$G$30,4)","v":0}]
[null,null,null,null,null,null,null,null,null,null,null,null,null,null,null,null,null,null,null,null,null,null,null,null,null,null,null,null,null,null,null,null,null,null,null,null,{"$f":"IF(OR(AH421=0,AH421=-1),Beregn1!$E$36,AH421)","v":41},true,{"$f":"IF(AND(AK421=41,AL421=FALSE),Beregn1!$E$36,AH421)","v":0},null,0,0,0,0,0,0,null,{"$f":"ROUND(AO421*Beregn1!$G$30,4)","v":0},{"$f":"ROUND(AP421*Beregn1!$G$30,4)","v":0},{"$f":"ROUND(AQ421*Beregn1!$G$30,4)","v":0},{"$f":"ROUND(AR421*Beregn1!$G$30,4)","v":0},{"$f":"ROUND(AS421*Beregn1!$G$30,4)","v":0},{"$f":"ROUND(AT421*Beregn1!$G$30,4)","v":0}]
[null,null,null,null,null,null,null,null,null,null,null,null,null,null,null,null,null,null,null,null,null,null,null,null,null,null,null,null,null,null,null,null,null,null,null,null,{"$f":"IF(OR(AH422=0,AH422=-1),Beregn1!$E$36,AH422)","v":41},true,{"$f":"IF(AND(AK422=41,AL422=FALSE),Beregn1!$E$36,AH422)","v":0},null,0,0,0,0,0,0,null,{"$f":"ROUND(AO422*Beregn1!$G$30,4)","v":0},{"$f":"ROUND(AP422*Beregn1!$G$30,4)","v":0},{"$f":"ROUND(AQ422*Beregn1!$G$30,4)","v":0},{"$f":"ROUND(AR422*Beregn1!$G$30,4)","v":0},{"$f":"ROUND(AS422*Beregn1!$G$30,4)","v":0},{"$f":"ROUND(AT422*Beregn1!$G$30,4)","v":0}]
[null,null,null,null,null,null,null,null,null,null,null,null,null,null,null,null,null,null,null,null,null,null,null,null,null,null,null,null,null,null,null,null,null,null,null,null,{"$f":"IF(OR(AH423=0,AH423=-1),Beregn1!$E$36,AH423)","v":41},true,{"$f":"IF(AND(AK423=41,AL423=FALSE),Beregn1!$E$36,AH423)","v":0},null,0,0,0,0,0,0,null,{"$f":"ROUND(AO423*Beregn1!$G$30,4)","v":0},{"$f":"ROUND(AP423*Beregn1!$G$30,4)","v":0},{"$f":"ROUND(AQ423*Beregn1!$G$30,4)","v":0},{"$f":"ROUND(AR423*Beregn1!$G$30,4)","v":0},{"$f":"ROUND(AS423*Beregn1!$G$30,4)","v":0},{"$f":"ROUND(AT423*Beregn1!$G$30,4)","v":0}]
[null,null,null,null,null,null,null,null,null,null,null,null,null,null,null,null,null,null,null,null,null,null,null,null,null,null,null,null,null,null,null,null,null,null,null,null,{"$f":"IF(OR(AH424=0,AH424=-1),Beregn1!$E$36,AH424)","v":41},true,{"$f":"IF(AND(AK424=41,AL424=FALSE),Beregn1!$E$36,AH424)","v":0},null,0,0,0,0,0,0,null,{"$f":"ROUND(AO424*Beregn1!$G$30,4)","v":0},{"$f":"ROUND(AP424*Beregn1!$G$30,4)","v":0},{"$f":"ROUND(AQ424*Beregn1!$G$30,4)","v":0},{"$f":"ROUND(AR424*Beregn1!$G$30,4)","v":0},{"$f":"ROUND(AS424*Beregn1!$G$30,4)","v":0},{"$f":"ROUND(AT424*Beregn1!$G$30,4)","v":0}]
[null,null,null,null,null,null,null,null,null,null,null,null,null,null,null,null,null,null,null,null,null,null,null,null,null,null,null,null,null,null,null,null,null,null,null,null,{"$f":"IF(OR(AH425=0,AH425=-1),Beregn1!$E$36,AH425)","v":41},true,{"$f":"IF(AND(AK425=41,AL425=FALSE),Beregn1!$E$36,AH425)","v":0},null,0,0,0,0,0,0,null,{"$f":"ROUND(AO425*Beregn1!$G$30,4)","v":0},{"$f":"ROUND(AP425*Beregn1!$G$30,4)","v":0},{"$f":"ROUND(AQ425*Beregn1!$G$30,4)","v":0},{"$f":"ROUND(AR425*Beregn1!$G$30,4)","v":0},{"$f":"ROUND(AS425*Beregn1!$G$30,4)","v":0},{"$f":"ROUND(AT425*Beregn1!$G$30,4)","v":0}]
[null,null,null,null,null,null,null,null,null,null,null,null,null,null,null,null,null,null,null,null,null,null,null,null,null,null,null,null,null,null,null,null,null,null,null,null,{"$f":"IF(OR(AH426=0,AH426=-1),Beregn1!$E$36,AH426)","v":41},true,{"$f":"IF(AND(AK426=41,AL426=FALSE),Beregn1!$E$36,AH426)","v":0},null,0,0,0,0,0,0,null,{"$f":"ROUND(AO426*Beregn1!$G$30,4)","v":0},{"$f":"ROUND(AP426*Beregn1!$G$30,4)","v":0},{"$f":"ROUND(AQ426*Beregn1!$G$30,4)","v":0},{"$f":"ROUND(AR426*Beregn1!$G$30,4)","v":0},{"$f":"ROUND(AS426*Beregn1!$G$30,4)","v":0},{"$f":"ROUND(AT426*Beregn1!$G$30,4)","v":0}]
[null,null,null,null,null,null,null,null,null,null,null,null,null,null,null,null,null,null,null,null,null,null,null,null,null,null,null,null,null,null,null,null,null,null,null,null,{"$f":"IF(OR(AH427=0,AH427=-1),Beregn1!$E$36,AH427)","v":41},true,{"$f":"IF(AND(AK427=41,AL427=FALSE),Beregn1!$E$36,AH427)","v":0},null,0,0,0,0,0,0,null,{"$f":"ROUND(AO427*Beregn1!$G$30,4)","v":0},{"$f":"ROUND(AP427*Beregn1!$G$30,4)","v":0},{"$f":"ROUND(AQ427*Beregn1!$G$30,4)","v":0},{"$f":"ROUND(AR427*Beregn1!$G$30,4)","v":0},{"$f":"ROUND(AS427*Beregn1!$G$30,4)","v":0},{"$f":"ROUND(AT427*Beregn1!$G$30,4)","v":0}]
[null,null,null,null,null,null,null,null,null,null,null,null,null,null,null,null,null,null,null,null,null,null,null,null,null,null,null,null,null,null,null,null,null,null,null,null,{"$f":"IF(OR(AH428=0,AH428=-1),Beregn1!$E$36,AH428)","v":41},true,{"$f":"IF(AND(AK428=41,AL428=FALSE),Beregn1!$E$36,AH428)","v":0},null,0,0,0,0,0,0,null,{"$f":"ROUND(AO428*Beregn1!$G$30,4)","v":0},{"$f":"ROUND(AP428*Beregn1!$G$30,4)","v":0},{"$f":"ROUND(AQ428*Beregn1!$G$30,4)","v":0},{"$f":"ROUND(AR428*Beregn1!$G$30,4)","v":0},{"$f":"ROUND(AS428*Beregn1!$G$30,4)","v":0},{"$f":"ROUND(AT428*Beregn1!$G$30,4)","v":0}]
[null,null,null,null,null,null,null,null,null,null,null,null,null,null,null,null,null,null,null,null,null,null,null,null,null,null,null,null,null,null,null,null,null,null,null,null,{"$f":"IF(OR(AH429=0,AH429=-1),Beregn1!$E$36,AH429)","v":41},true,{"$f":"IF(AND(AK429=41,AL429=FALSE),Beregn1!$E$36,AH429)","v":0},null,0,0,0,0,0,0,null,{"$f":"ROUND(AO429*Beregn1!$G$30,4)","v":0},{"$f":"ROUND(AP429*Beregn1!$G$30,4)","v":0},{"$f":"ROUND(AQ429*Beregn1!$G$30,4)","v":0},{"$f":"ROUND(AR429*Beregn1!$G$30,4)","v":0},{"$f":"ROUND(AS429*Beregn1!$G$30,4)","v":0},{"$f":"ROUND(AT429*Beregn1!$G$30,4)","v":0}]
[null,null,null,null,null,null,null,null,null,null,null,null,null,null,null,null,null,null,null,null,null,null,null,null,null,null,null,null,null,null,null,null,null,null,null,null,{"$f":"IF(OR(AH430=0,AH430=-1),Beregn1!$E$36,AH430)","v":41},true,{"$f":"IF(AND(AK430=41,AL430=FALSE),Beregn1!$E$36,AH430)","v":0},null,0,0,0,0,0,0,null,{"$f":"ROUND(AO430*Beregn1!$G$30,4)","v":0},{"$f":"ROUND(AP430*Beregn1!$G$30,4)","v":0},{"$f":"ROUND(AQ430*Beregn1!$G$30,4)","v":0},{"$f":"ROUND(AR430*Beregn1!$G$30,4)","v":0},{"$f":"ROUND(AS430*Beregn1!$G$30,4)","v":0},{"$f":"ROUND(AT430*Beregn1!$G$30,4)","v":0}]
[null,null,null,null,null,null,null,null,null,null,null,null,null,null,null,null,null,null,null,null,null,null,null,null,null,null,null,null,null,null,null,null,null,null,null,null,{"$f":"IF(OR(AH431=0,AH431=-1),Beregn1!$E$36,AH431)","v":41},true,{"$f":"IF(AND(AK431=41,AL431=FALSE),Beregn1!$E$36,AH431)","v":0},null,0,0,0,0,0,0,null,{"$f":"ROUND(AO431*Beregn1!$G$30,4)","v":0},{"$f":"ROUND(AP431*Beregn1!$G$30,4)","v":0},{"$f":"ROUND(AQ431*Beregn1!$G$30,4)","v":0},{"$f":"ROUND(AR431*Beregn1!$G$30,4)","v":0},{"$f":"ROUND(AS431*Beregn1!$G$30,4)","v":0},{"$f":"ROUND(AT431*Beregn1!$G$30,4)","v":0}]
[null,null,null,null,null,null,null,null,null,null,null,null,null,null,null,null,null,null,null,null,null,null,null,null,null,null,null,null,null,null,null,null,null,null,null,null,{"$f":"IF(OR(AH432=0,AH432=-1),Beregn1!$E$36,AH432)","v":41},true,{"$f":"IF(AND(AK432=41,AL432=FALSE),Beregn1!$E$36,AH432)","v":0},null,0,0,0,0,0,0,null,{"$f":"ROUND(AO432*Beregn1!$G$30,4)","v":0},{"$f":"ROUND(AP432*Beregn1!$G$30,4)","v":0},{"$f":"ROUND(AQ432*Beregn1!$G$30,4)","v":0},{"$f":"ROUND(AR432*Beregn1!$G$30,4)","v":0},{"$f":"ROUND(AS432*Beregn1!$G$30,4)","v":0},{"$f":"ROUND(AT432*Beregn1!$G$30,4)","v":0}]
[null,null,null,null,null,null,null,null,null,null,null,null,null,null,null,null,null,null,null,null,null,null,null,null,null,null,null,null,null,null,null,null,null,null,null,null,{"$f":"IF(OR(AH433=0,AH433=-1),Beregn1!$E$36,AH433)","v":41},true,{"$f":"IF(AND(AK433=41,AL433=FALSE),Beregn1!$E$36,AH433)","v":0},null,0,0,0,0,0,0,null,{"$f":"ROUND(AO433*Beregn1!$G$30,4)","v":0},{"$f":"ROUND(AP433*Beregn1!$G$30,4)","v":0},{"$f":"ROUND(AQ433*Beregn1!$G$30,4)","v":0},{"$f":"ROUND(AR433*Beregn1!$G$30,4)","v":0},{"$f":"ROUND(AS433*Beregn1!$G$30,4)","v":0},{"$f":"ROUND(AT433*Beregn1!$G$30,4)","v":0}]
[null,null,null,null,null,null,null,null,null,null,null,null,null,null,null,null,null,null,null,null,null,null,null,null,null,null,null,null,null,null,null,null,null,null,null,null,{"$f":"IF(OR(AH434=0,AH434=-1),Beregn1!$E$36,AH434)","v":41},true,{"$f":"IF(AND(AK434=41,AL434=FALSE),Beregn1!$E$36,AH434)","v":0},null,0,0,0,0,0,0,null,{"$f":"ROUND(AO434*Beregn1!$G$30,4)","v":0},{"$f":"ROUND(AP434*Beregn1!$G$30,4)","v":0},{"$f":"ROUND(AQ434*Beregn1!$G$30,4)","v":0},{"$f":"ROUND(AR434*Beregn1!$G$30,4)","v":0},{"$f":"ROUND(AS434*Beregn1!$G$30,4)","v":0},{"$f":"ROUND(AT434*Beregn1!$G$30,4)","v":0}]
[null,null,null,null,null,null,null,null,null,null,null,null,null,null,null,null,null,null,null,null,null,null,null,null,null,null,null,null,null,null,null,null,null,null,null,null,{"$f":"IF(OR(AH435=0,AH435=-1),Beregn1!$E$36,AH435)","v":41},true,{"$f":"IF(AND(AK435=41,AL435=FALSE),Beregn1!$E$36,AH435)","v":0},null,0,0,0,0,0,0,null,{"$f":"ROUND(AO435*Beregn1!$G$30,4)","v":0},{"$f":"ROUND(AP435*Beregn1!$G$30,4)","v":0},{"$f":"ROUND(AQ435*Beregn1!$G$30,4)","v":0},{"$f":"ROUND(AR435*Beregn1!$G$30,4)","v":0},{"$f":"ROUND(AS435*Beregn1!$G$30,4)","v":0},{"$f":"ROUND(AT435*Beregn1!$G$30,4)","v":0}]
[null,null,null,null,null,null,null,null,null,null,null,null,null,null,null,null,null,null,null,null,null,null,null,null,null,null,null,null,null,null,null,null,null,null,null,null,{"$f":"IF(OR(AH436=0,AH436=-1),Beregn1!$E$36,AH436)","v":41},true,{"$f":"IF(AND(AK436=41,AL436=FALSE),Beregn1!$E$36,AH436)","v":0},null,0,0,0,0,0,0,null,{"$f":"ROUND(AO436*Beregn1!$G$30,4)","v":0},{"$f":"ROUND(AP436*Beregn1!$G$30,4)","v":0},{"$f":"ROUND(AQ436*Beregn1!$G$30,4)","v":0},{"$f":"ROUND(AR436*Beregn1!$G$30,4)","v":0},{"$f":"ROUND(AS436*Beregn1!$G$30,4)","v":0},{"$f":"ROUND(AT436*Beregn1!$G$30,4)","v":0}]
[null,null,null,null,null,null,null,null,null,null,null,null,null,null,null,null,null,null,null,null,null,null,null,null,null,null,null,null,null,null,null,null,null,null,null,null,{"$f":"IF(OR(AH437=0,AH437=-1),Beregn1!$E$36,AH437)","v":41},true,{"$f":"IF(AND(AK437=41,AL437=FALSE),Beregn1!$E$36,AH437)","v":0},null,0,0,0,0,0,0,null,{"$f":"ROUND(AO437*Beregn1!$G$30,4)","v":0},{"$f":"ROUND(AP437*Beregn1!$G$30,4)","v":0},{"$f":"ROUND(AQ437*Beregn1!$G$30,4)","v":0},{"$f":"ROUND(AR437*Beregn1!$G$30,4)","v":0},{"$f":"ROUND(AS437*Beregn1!$G$30,4)","v":0},{"$f":"ROUND(AT437*Beregn1!$G$30,4)","v":0}]
[null,null,null,null,null,null,null,null,null,null,null,null,null,null,null,null,null,null,null,null,null,null,null,null,null,null,null,null,null,null,null,null,null,null,null,null,{"$f":"IF(OR(AH438=0,AH438=-1),Beregn1!$E$36,AH438)","v":41},true,{"$f":"IF(AND(AK438=41,AL438=FALSE),Beregn1!$E$36,AH438)","v":0},null,0,0,0,0,0,0,null,{"$f":"ROUND(AO438*Beregn1!$G$30,4)","v":0},{"$f":"ROUND(AP438*Beregn1!$G$30,4)","v":0},{"$f":"ROUND(AQ438*Beregn1!$G$30,4)","v":0},{"$f":"ROUND(AR438*Beregn1!$G$30,4)","v":0},{"$f":"ROUND(AS438*Beregn1!$G$30,4)","v":0},{"$f":"ROUND(AT438*Beregn1!$G$30,4)","v":0}]
[null,null,null,null,null,null,null,null,null,null,null,null,null,null,null,null,null,null,null,null,null,null,null,null,null,null,null,null,null,null,null,null,null,null,null,null,{"$f":"IF(OR(AH439=0,AH439=-1),Beregn1!$E$36,AH439)","v":41},true,{"$f":"IF(AND(AK439=41,AL439=FALSE),Beregn1!$E$36,AH439)","v":0},null,0,0,0,0,0,0,null,{"$f":"ROUND(AO439*Beregn1!$G$30,4)","v":0},{"$f":"ROUND(AP439*Beregn1!$G$30,4)","v":0},{"$f":"ROUND(AQ439*Beregn1!$G$30,4)","v":0},{"$f":"ROUND(AR439*Beregn1!$G$30,4)","v":0},{"$f":"ROUND(AS439*Beregn1!$G$30,4)","v":0},{"$f":"ROUND(AT439*Beregn1!$G$30,4)","v":0}]
[null,null,null,null,null,null,null,null,null,null,null,null,null,null,null,null,null,null,null,null,null,null,null,null,null,null,null,null,null,null,null,null,null,null,null,null,{"$f":"IF(OR(AH440=0,AH440=-1),Beregn1!$E$36,AH440)","v":41},true,{"$f":"IF(AND(AK440=41,AL440=FALSE),Beregn1!$E$36,AH440)","v":0},null,0,0,0,0,0,0,null,{"$f":"ROUND(AO440*Beregn1!$G$30,4)","v":0},{"$f":"ROUND(AP440*Beregn1!$G$30,4)","v":0},{"$f":"ROUND(AQ440*Beregn1!$G$30,4)","v":0},{"$f":"ROUND(AR440*Beregn1!$G$30,4)","v":0},{"$f":"ROUND(AS440*Beregn1!$G$30,4)","v":0},{"$f":"ROUND(AT440*Beregn1!$G$30,4)","v":0}]

{"sheet":"BA_d","index":7,"n_rows":300,"n_cols":46,"rows_kept":300,"cut":false,"hidden":true,"merged":[[0,4,9,4],[0,14,9,14],[0,24,9,24],[0,28,9,28],[0,34,9,34]]}
["A_ratio","storage_volume","storage_side_slope","drain_coefficient","Dataudtræk, 1 ↓","A_ratio","storage_volume","storage_side_slope","drain_coefficient","Evaporated","Drained","Overflow","T_overflow","Available_Volume","Dataudtræk, 2 ↓","A_ratio","storage_volume","storage_side_slope","drain_coefficient","Evaporated","Drained","Overflow","T_overflow","Available_Volume","Ret T_overflow ↓",{"$f":"W1","v":"T_overflow"},{"$f":"W1","v":"T_overflow"},{"$f":"W1","v":"T_overflow"},"Output ↓",{"$f":"INDEX($P1:$X1,MATCH(\"Evaporated\",$P$1:$X$1,0))","v":"Evaporated"},{"$f":"INDEX($P1:$X1,MATCH(\"Drained\",$P$1:$X$1,0))","v":"Drained"},{"$f":"INDEX($P1:$X1,MATCH(\"Overflow\",$P$1:$X$1,0))","v":"Overflow"},{"$f":"AB1","v":"T_overflow"},{"$f":"INDEX($P1:$X1,MATCH(\"Available_Volume\",$P$1:$X$1,0))","v":"Available_Volume"},"Lineær interpolation ↓","Evaporated_w","Drained_w","Overflow_w","T_overflow_w","Available_Volume_w",null,"Evaporated_sum","Drained_sum","Overflow_sum","T_overflow_sum","Available_Volume_sum"]
[{"$f":"Beregn1!$B$131","v":0.12},null,null,{"$f":"Beregn1!F131","v":1.8},null,0.11,820,0.33,1.8,26.62,73.41,0,-1,1,null,0.12,960,0.33,1.8,26.62,73.41,0,-1,1,null,{"$f":"IF(OR(W2=0,W2=-1),Beregn1!$E$36,W2)","v":41},{"$f":"ISBLANK(W2)","v":false},{"$f":"IF(AND(Z2=41,AA2=FALSE),Beregn1!$E$36,W2)","v":41},null,{"$f":"INDEX($P2:$X2,MATCH(\"Evaporated\",$P$1:$X$1,0))","v":26.62},{"$f":"INDEX($P2:$X2,MATCH(\"Drained\",$P$1:$X$1,0))","v":73.41},{"$f":"INDEX($P2:$X2,MATCH(\"Overflow\",$P$1:$X$1,0))","v":0},{"$f":"AB2","v":41},{"$f":"INDEX($P2:$X2,MATCH(\"Available_Volume\",$P$1:$X$1,0))","v":1},null,{"$f":"ROUND(AD2*Beregn1!$I$30,4)","v":13.31},{"$f":"ROUND(AE2*Beregn1!$I$30,4)","v":36.704999999999998},{"$f":"ROUND(AF2*Beregn1!$I$30,4)","v":0},{"$f":"ROUND(AG2*Beregn1!$I$30,4)","v":20.5},{"$f":"ROUND(AH2*Beregn1!$I$30,4)","v":0.5},null,{"$f":"SUM(AJ2:AJ300)","v":26.62},{"$f":"SUM(AK2:AK300)","v":73.41},{"$f":"SUM(AL2:AL300)","v":0},{"$f":"SUM(AM2:AM300)","v":41},{"$f":"SUM(AN2:AN300)","v":1}]
[{"$f":"Beregn1!$B$131","v":0.12},null,null,{"$f":"Beregn1!F132","v":0},null,0.11,840,0.33,1.8,26.62,73.41,0,-1,1,null,0.12,980,0.33,1.8,26.62,73.41,0,-1,1,null,{"$f":"IF(OR(W3=0,W3=-1),Beregn1!$E$36,W3)","v":41},false,{"$f":"IF(AND(Z3=41,AA3=FALSE),Beregn1!$E$36,W3)","v":41},null,26.62,73.41,0,{"$f":"AB3","v":41},1,null,{"$f":"ROUND(AD3*Beregn1!$I$30,4)","v":13.31},{"$f":"ROUND(AE3*Beregn1!$I$30,4)","v":36.704999999999998},{"$f":"ROUND(AF3*Beregn1!$I$30,4)","v":0},{"$f":"ROUND(AG3*Beregn1!$I$30,4)","v":20.5},{"$f":"ROUND(AH3*Beregn1!$I$30,4)","v":0.5}]
[{"$f":"Beregn1!$B$132","v":0.11},null,null,{"$f":"Beregn1!F131","v":1.8},null,0.11,860,0.33,1.8,26.62,73.41,0,-1,1,null,null,null,null,null,null,null,null,null,null,null,{"$f":"IF(OR(W4=0,W4=-1),Beregn1!$E$36,W4)","v":41},true,{"$f":"IF(AND(Z4=41,AA4=FALSE),Beregn1!$E$36,W4)","v":0},null,0,0,0,0,0,null,{"$f":"ROUND(AD4*Beregn1!$I$30,4)","v":0},{"$f":"ROUND(AE4*Beregn1!$I$30,4)","v":0},{"$f":"ROUND(AF4*Beregn1!$I$30,4)","v":0},{"$f":"ROUND(AG4*Beregn1!$I$30,4)","v":0},{"$f":"ROUND(AH4*Beregn1!$I$30,4)","v":0}]
[{"$f":"Beregn1!$B$132","v":0.11},null,null,{"$f":"Beregn1!F132","v":0},null,0.11,880,0.33,1.8,26.62,73.41,0,-1,1,null,null,null,null,null,null,null,null,null,null,null,{"$f":"IF(OR(W5=0,W5=-1),Beregn1!$E$36,W5)","v":41},true,{"$f":"IF(AND(Z5=41,AA5=FALSE),Beregn1!$E$36,W5)","v":0},null,0,0,0,0,0,null,{"$f":"ROUND(AD5*Beregn1!$I$30,4)","v":0},{"$f":"ROUND(AE5*Beregn1!$I$30,4)","v":0},{"$f":"ROUND(AF5*Beregn1!$I$30,4)","v":0},{"$f":"ROUND(AG5*Beregn1!$I$30,4)","v":0},{"$f":"ROUND(AH5*Beregn1!$I$30,4)","v":0}]
[null,null,null,null,null,0.12,900,0.33,1.8,26.62,73.41,0,-1,1,null,null,null,null,null,null,null,null,null,null,null,{"$f":"IF(OR(W6=0,W6=-1),Beregn1!$E$36,W6)","v":41},true,{"$f":"IF(AND(Z6=41,AA6=FALSE),Beregn1!$E$36,W6)","v":0},null,0,0,0,0,0,null,{"$f":"ROUND(AD6*Beregn1!$I$30,4)","v":0},{"$f":"ROUND(AE6*Beregn1!$I$30,4)","v":0},{"$f":"ROUND(AF6*Beregn1!$I$30,4)","v":0},{"$f":"ROUND(AG6*Beregn1!$I$30,4)","v":0},{"$f":"ROUND(AH6*Beregn1!$I$30,4)","v":0}]
["A_ratio","storage_volume","storage_side_slope","drain_coefficient",null,0.12,920,0.33,1.8,26.62,73.41,0,-1,1,null,null,null,null,null,null,null,null,null,null,null,{"$f":"IF(OR(W7=0,W7=-1),Beregn1!$E$36,W7)","v":41},true,{"$f":"IF(AND(Z7=41,AA7=FALSE),Beregn1!$E$36,W7)","v":0},null,0,0,0,0,0,null,{"$f":"ROUND(AD7*Beregn1!$I$30,4)","v":0},{"$f":"ROUND(AE7*Beregn1!$I$30,4)","v":0},{"$f":"ROUND(AF7*Beregn1!$I$30,4)","v":0},{"$f":"ROUND(AG7*Beregn1!$I$30,4)","v":0},{"$f":"ROUND(AH7*Beregn1!$I$30,4)","v":0}]
[{"$f":"Beregn1!$B$131","v":0.12},{"$f":"Beregn1!D131","v":980},null,null,null,0.12,940,0.33,1.8,26.62,73.41,0,-1,1,null,null,null,null,null,null,null,null,null,null,null,{"$f":"IF(OR(W8=0,W8=-1),Beregn1!$E$36,W8)","v":41},true,{"$f":"IF(AND(Z8=41,AA8=FALSE),Beregn1!$E$36,W8)","v":0},null,0,0,0,0,0,null,{"$f":"ROUND(AD8*Beregn1!$I$30,4)","v":0},{"$f":"ROUND(AE8*Beregn1!$I$30,4)","v":0},{"$f":"ROUND(AF8*Beregn1!$I$30,4)","v":0},{"$f":"ROUND(AG8*Beregn1!$I$30,4)","v":0},{"$f":"ROUND(AH8*Beregn1!$I$30,4)","v":0}]
[{"$f":"Beregn1!$B$131","v":0.12},{"$f":"Beregn1!D132","v":960},null,null,null,0.12,960,0.33,1.8,26.62,73.41,0,-1,1,null,null,null,null,null,null,null,null,null,null,null,{"$f":"IF(OR(W9=0,W9=-1),Beregn1!$E$36,W9)","v":41},true,{"$f":"IF(AND(Z9=41,AA9=FALSE),Beregn1!$E$36,W9)","v":0},null,0,0,0,0,0,null,{"$f":"ROUND(AD9*Beregn1!$I$30,4)","v":0},{"$f":"ROUND(AE9*Beregn1!$I$30,4)","v":0},{"$f":"ROUND(AF9*Beregn1!$I$30,4)","v":0},{"$f":"ROUND(AG9*Beregn1!$I$30,4)","v":0},{"$f":"ROUND(AH9*Beregn1!$I$30,4)","v":0}]
[{"$f":"Beregn1!$B$132","v":0.11},{"$f":"Beregn1!D131","v":980},null,null,null,0.12,980,0.33,1.8,26.62,73.41,0,-1,1,null,null,null,null,null,null,null,null,null,null,null,{"$f":"IF(OR(W10=0,W10=-1),Beregn1!$E$36,W10)","v":41},true,{"$f":"IF(AND(Z10=41,AA10=FALSE),Beregn1!$E$36,W10)","v":0},null,0,0,0,0,0,null,{"$f":"ROUND(AD10*Beregn1!$I$30,4)","v":0},{"$f":"ROUND(AE10*Beregn1!$I$30,4)","v":0},{"$f":"ROUND(AF10*Beregn1!$I$30,4)","v":0},{"$f":"ROUND(AG10*Beregn1!$I$30,4)","v":0},{"$f":"ROUND(AH10*Beregn1!$I$30,4)","v":0}]
[{"$f":"Beregn1!$B$132","v":0.11},{"$f":"Beregn1!D132","v":960},null,null,null,0.11,380,0.17,1.8,26.62,73.22,0.17,20.49,1.01,null,null,null,null,null,null,null,null,null,null,null,{"$f":"IF(OR(W11=0,W11=-1),Beregn1!$E$36,W11)","v":41},true,{"$f":"IF(AND(Z11=41,AA11=FALSE),Beregn1!$E$36,W11)","v":0},null,0,0,0,0,0,null,{"$f":"ROUND(AD11*Beregn1!$I$30,4)","v":0},{"$f":"ROUND(AE11*Beregn1!$I$30,4)","v":0},{"$f":"ROUND(AF11*Beregn1!$I$30,4)","v":0},{"$f":"ROUND(AG11*Beregn1!$I$30,4)","v":0},{"$f":"ROUND(AH11*Beregn1!$I$30,4)","v":0}]
[null,null,null,null,null,0.11,400,0.17,1.8,26.63,73.28,0.13,40.99,1.01,null,null,null,null,null,null,null,null,null,null,null,{"$f":"IF(OR(W12=0,W12=-1),Beregn1!$E$36,W12)","v":41},true,{"$f":"IF(AND(Z12=41,AA12=FALSE),Beregn1!$E$36,W12)","v":0},null,0,0,0,0,0,null,{"$f":"ROUND(AD12*Beregn1!$I$30,4)","v":0},{"$f":"ROUND(AE12*Beregn1!$I$30,4)","v":0},{"$f":"ROUND(AF12*Beregn1!$I$30,4)","v":0},{"$f":"ROUND(AG12*Beregn1!$I$30,4)","v":0},{"$f":"ROUND(AH12*Beregn1!$I$30,4)","v":0}]
[null,null,null,null,null,0.12,420,0.17,1.8,26.63,73.3,0.09,40.99,1.01,null,null,null,null,null,null,null,null,null,null,null,{"$f":"IF(OR(W13=0,W13=-1),Beregn1!$E$36,W13)","v":41},true,{"$f":"IF(AND(Z13=41,AA13=FALSE),Beregn1!$E$36,W13)","v":0},null,0,0,0,0,0,null,{"$f":"ROUND(AD13*Beregn1!$I$30,4)","v":0},{"$f":"ROUND(AE13*Beregn1!$I$30,4)","v":0},{"$f":"ROUND(AF13*Beregn1!$I$30,4)","v":0},{"$f":"ROUND(AG13*Beregn1!$I$30,4)","v":0},{"$f":"ROUND(AH13*Beregn1!$I$30,4)","v":0}]
[null,null,null,null,null,0.12,440,0.17,1.8,26.63,73.33,7.0000000000000007E-2,40.99,1.01,null,null,null,null,null,null,null,null,null,null,null,{"$f":"IF(OR(W14=0,W14=-1),Beregn1!$E$36,W14)","v":41},true,{"$f":"IF(AND(Z14=41,AA14=FALSE),Beregn1!$E$36,W14)","v":0},null,0,0,0,0,0,null,{"$f":"ROUND(AD14*Beregn1!$I$30,4)","v":0},{"$f":"ROUND(AE14*Beregn1!$I$30,4)","v":0},{"$f":"ROUND(AF14*Beregn1!$I$30,4)","v":0},{"$f":"ROUND(AG14*Beregn1!$I$30,4)","v":0},{"$f":"ROUND(AH14*Beregn1!$I$30,4)","v":0}]
[null,null,null,null,null,0.11,260,0.11,1.8,26.63,73.010000000000005,0.38,13.66,1.02,null,null,null,null,null,null,null,null,null,null,null,{"$f":"IF(OR(W15=0,W15=-1),Beregn1!$E$36,W15)","v":41},true,{"$f":"IF(AND(Z15=41,AA15=FALSE),Beregn1!$E$36,W15)","v":0},null,0,0,0,0,0,null,{"$f":"ROUND(AD15*Beregn1!$I$30,4)","v":0},{"$f":"ROUND(AE15*Beregn1!$I$30,4)","v":0},{"$f":"ROUND(AF15*Beregn1!$I$30,4)","v":0},{"$f":"ROUND(AG15*Beregn1!$I$30,4)","v":0},{"$f":"ROUND(AH15*Beregn1!$I$30,4)","v":0}]
[null,null,null,null,null,0.12,280,0.11,1.8,26.63,73.09,0.3,20.49,1.01,null,null,null,null,null,null,null,null,null,null,null,{"$f":"IF(OR(W16=0,W16=-1),Beregn1!$E$36,W16)","v":41},true,{"$f":"IF(AND(Z16=41,AA16=FALSE),Beregn1!$E$36,W16)","v":0},null,0,0,0,0,0,null,{"$f":"ROUND(AD16*Beregn1!$I$30,4)","v":0},{"$f":"ROUND(AE16*Beregn1!$I$30,4)","v":0},{"$f":"ROUND(AF16*Beregn1!$I$30,4)","v":0},{"$f":"ROUND(AG16*Beregn1!$I$30,4)","v":0},{"$f":"ROUND(AH16*Beregn1!$I$30,4)","v":0}]
[null,null,null,null,null,null,null,null,null,null,null,null,null,null,null,null,null,null,null,null,null,null,null,null,null,{"$f":"IF(OR(W17=0,W17=-1),Beregn1!$E$36,W17)","v":41},true,{"$f":"IF(AND(Z17=41,AA17=FALSE),Beregn1!$E$36,W17)","v":0},null,0,0,0,0,0,null,{"$f":"ROUND(AD17*Beregn1!$I$30,4)","v":0},{"$f":"ROUND(AE17*Beregn1!$I$30,4)","v":0},{"$f":"ROUND(AF17*Beregn1!$I$30,4)","v":0},{"$f":"ROUND(AG17*Beregn1!$I$30,4)","v":0},{"$f":"ROUND(AH17*Beregn1!$I$30,4)","v":0}]
[null,null,null,null,null,null,null,null,null,null,null,null,null,null,null,null,null,null,null,null,null,null,null,null,null,{"$f":"IF(OR(W18=0,W18=-1),Beregn1!$E$36,W18)","v":41},true,{"$f":"IF(AND(Z18=41,AA18=FALSE),Beregn1!$E$36,W18)","v":0},null,0,0,0,0,0,null,{"$f":"ROUND(AD18*Beregn1!$I$30,4)","v":0},{"$f":"ROUND(AE18*Beregn1!$I$30,4)","v":0},{"$f":"ROUND(AF18*Beregn1!$I$30,4)","v":0},{"$f":"ROUND(AG18*Beregn1!$I$30,4)","v":0},{"$f":"ROUND(AH18*Beregn1!$I$30,4)","v":0}]
[null,null,null,null,null,null,null,null,null,null,null,null,null,null,null,null,null,null,null,null,null,null,null,null,null,{"$f":"IF(OR(W19=0,W19=-1),Beregn1!$E$36,W19)","v":41},true,{"$f":"IF(AND(Z19=41,AA19=FALSE),Beregn1!$E$36,W19)","v":0},null,0,0,0,0,0,null,{"$f":"ROUND(AD19*Beregn1!$I$30,4)","v":0},{"$f":"ROUND(AE19*Beregn1!$I$30,4)","v":0},{"$f":"ROUND(AF19*Beregn1!$I$30,4)","v":0},{"$f":"ROUND(AG19*Beregn1!$I$30,4)","v":0},{"$f":"ROUND(AH19*Beregn1!$I$30,4)","v":0}]
[null,null,null,null,null,null,null,null,null,null,null,null,null,null,null,null,null,null,null,null,null,null,null,null,null,{"$f":"IF(OR(W20=0,W20=-1),Beregn1!$E$36,W20)","v":41},true,{"$f":"IF(AND(Z20=41,AA20=FALSE),Beregn1!$E$36,W20)","v":0},null,0,0,0,0,0,null,{"$f":"ROUND(AD20*Beregn1!$I$30,4)","v":0},{"$f":"ROUND(AE20*Beregn1!$I$30,4)","v":0},{"$f":"ROUND(AF20*Beregn1!$I$30,4)","v":0},{"$f":"ROUND(AG20*Beregn1!$I$30,4)","v":0},{"$f":"ROUND(AH20*Beregn1!$I$30,4)","v":0}]
[null,null,null,null,null,null,null,null,null,null,null,null,null,null,null,null,null,null,null,null,null,null,null,null,null,{"$f":"IF(OR(W21=0,W21=-1),Beregn1!$E$36,W21)","v":41},true,{"$f":"IF(AND(Z21=41,AA21=FALSE),Beregn1!$E$36,W21)","v":0},null,0,0,0,0,0,null,{"$f":"ROUND(AD21*Beregn1!$I$30,4)","v":0},{"$f":"ROUND(AE21*Beregn1!$I$30,4)","v":0},{"$f":"ROUND(AF21*Beregn1!$I$30,4)","v":0},{"$f":"ROUND(AG21*Beregn1!$I$30,4)","v":0},{"$f":"ROUND(AH21*Beregn1!$I$30,4)","v":0}]
[null,null,null,null,null,null,null,null,null,null,null,null,null,null,null,null,null,null,null,null,null,null,null,null,null,{"$f":"IF(OR(W22=0,W22=-1),Beregn1!$E$36,W22)","v":41},true,{"$f":"IF(AND(Z22=41,AA22=FALSE),Beregn1!$E$36,W22)","v":0},null,0,0,0,0,0,null,{"$f":"ROUND(AD22*Beregn1!$I$30,4)","v":0},{"$f":"ROUND(AE22*Beregn1!$I$30,4)","v":0},{"$f":"ROUND(AF22*Beregn1!$I$30,4)","v":0},{"$f":"ROUND(AG22*Beregn1!$I$30,4)","v":0},{"$f":"ROUND(AH22*Beregn1!$I$30,4)","v":0}]
[null,null,null,null,null,null,null,null,null,null,null,null,null,null,null,null,null,null,null,null,null,null,null,null,null,{"$f":"IF(OR(W23=0,W23=-1),Beregn1!$E$36,W23)","v":41},true,{"$f":"IF(AND(Z23=41,AA23=FALSE),Beregn1!$E$36,W23)","v":0},null,0,0,0,0,0,null,{"$f":"ROUND(AD23*Beregn1!$I$30,4)","v":0},{"$f":"ROUND(AE23*Beregn1!$I$30,4)","v":0},{"$f":"ROUND(AF23*Beregn1!$I$30,4)","v":0},{"$f":"ROUND(AG23*Beregn1!$I$30,4)","v":0},{"$f":"ROUND(AH23*Beregn1!$I$30,4)","v":0}]
[null,null,null,null,null,null,null,null,null,null,null,null,null,null,null,null,null,null,null,null,null,null,null,null,null,{"$f":"IF(OR(W24=0,W24=-1),Beregn1!$E$36,W24)","v":41},true,{"$f":"IF(AND(Z24=41,AA24=FALSE),Beregn1!$E$36,W24)","v":0},null,0,0,0,0,0,null,{"$f":"ROUND(AD24*Beregn1!$I$30,4)","v":0},{"$f":"ROUND(AE24*Beregn1!$I$30,4)","v":0},{"$f":"ROUND(AF24*Beregn1!$I$30,4)","v":0},{"$f":"ROUND(AG24*Beregn1!$I$30,4)","v":0},{"$f":"ROUND(AH24*Beregn1!$I$30,4)","v":0}]
[null,null,null,null,null,null,null,null,null,null,null,null,null,null,null,null,null,null,null,null,null,null,null,null,null,{"$f":"IF(OR(W25=0,W25=-1),Beregn1!$E$36,W25)","v":41},true,{"$f":"IF(AND(Z25=41,AA25=FALSE),Beregn1!$E$36,W25)","v":0},null,0,0,0,0,0,null,{"$f":"ROUND(AD25*Beregn1!$I$30,4)","v":0},{"$f":"ROUND(AE25*Beregn1!$I$30,4)","v":0},{"$f":"ROUND(AF25*Beregn1!$I$30,4)","v":0},{"$f":"ROUND(AG25*Beregn1!$I$30,4)","v":0},{"$f":"ROUND(AH25*Beregn1!$I$30,4)","v":0}]
[null,null,null,null,null,null,null,null,null,null,null,null,null,null,null,null,null,null,null,null,null,null,null,null,null,{"$f":"IF(OR(W26=0,W26=-1),Beregn1!$E$36,W26)","v":41},true,{"$f":"IF(AND(Z26=41,AA26=FALSE),Beregn1!$E$36,W26)","v":0},null,0,0,0,0,0,null,{"$f":"ROUND(AD26*Beregn1!$I$30,4)","v":0},{"$f":"ROUND(AE26*Beregn1!$I$30,4)","v":0},{"$f":"ROUND(AF26*Beregn1!$I$30,4)","v":0},{"$f":"ROUND(AG26*Beregn1!$I$30,4)","v":0},{"$f":"ROUND(AH26*Beregn1!$I$30,4)","v":0}]
[null,null,null,null,null,null,null,null,null,null,null,null,null,null,null,null,null,null,null,null,null,null,null,null,null,{"$f":"IF(OR(W27=0,W27=-1),Beregn1!$E$36,W27)","v":41},true,{"$f":"IF(AND(Z27=41,AA27=FALSE),Beregn1!$E$36,W27)","v":0},null,0,0,0,0,0,null,{"$f":"ROUND(AD27*Beregn1!$I$30,4)","v":0},{"$f":"ROUND(AE27*Beregn1!$I$30,4)","v":0},{"$f":"ROUND(AF27*Beregn1!$I$30,4)","v":0},{"$f":"ROUND(AG27*Beregn1!$I$30,4)","v":0},{"$f":"ROUND(AH27*Beregn1!$I$30,4)","v":0}]
[null,null,null,null,null,null,null,null,null,null,null,null,null,null,null,null,null,null,null,null,null,null,null,null,null,{"$f":"IF(OR(W28=0,W28=-1),Beregn1!$E$36,W28)","v":41},true,{"$f":"IF(AND(Z28=41,AA28=FALSE),Beregn1!$E$36,W28)","v":0},null,0,0,0,0,0,null,{"$f":"ROUND(AD28*Beregn1!$I$30,4)","v":0},{"$f":"ROUND(AE28*Beregn1!$I$30,4)","v":0},{"$f":"ROUND(AF28*Beregn1!$I$30,4)","v":0},{"$f":"ROUND(AG28*Beregn1!$I$30,4)","v":0},{"$f":"ROUND(AH28*Beregn1!$I$30,4)","v":0}]
[null,null,null,null,null,null,null,null,null,null,null,null,null,null,null,null,null,null,null,null,null,null,null,null,null,{"$f":"IF(OR(W29=0,W29=-1),Beregn1!$E$36,W29)","v":41},true,{"$f":"IF(AND(Z29=41,AA29=FALSE),Beregn1!$E$36,W29)","v":0},null,0,0,0,0,0,null,{"$f":"ROUND(AD29*Beregn1!$I$30,4)","v":0},{"$f":"ROUND(AE29*Beregn1!$I$30,4)","v":0},{"$f":"ROUND(AF29*Beregn1!$I$30,4)","v":0},{"$f":"ROUND(AG29*Beregn1!$I$30,4)","v":0},{"$f":"ROUND(AH29*Beregn1!$I$30,4)","v":0}]
[null,null,null,null,null,null,null,null,null,null,null,null,null,null,null,null,null,null,null,null,null,null,null,null,null,{"$f":"IF(OR(W30=0,W30=-1),Beregn1!$E$36,W30)","v":41},true,{"$f":"IF(AND(Z30=41,AA30=FALSE),Beregn1!$E$36,W30)","v":0},null,0,0,0,0,0,null,{"$f":"ROUND(AD30*Beregn1!$I$30,4)","v":0},{"$f":"ROUND(AE30*Beregn1!$I$30,4)","v":0},{"$f":"ROUND(AF30*Beregn1!$I$30,4)","v":0},{"$f":"ROUND(AG30*Beregn1!$I$30,4)","v":0},{"$f":"ROUND(AH30*Beregn1!$I$30,4)","v":0}]
[null,null,null,null,null,null,null,null,null,null,null,null,null,null,null,null,null,null,null,null,null,null,null,null,null,{"$f":"IF(OR(W31=0,W31=-1),Beregn1!$E$36,W31)","v":41},true,{"$f":"IF(AND(Z31=41,AA31=FALSE),Beregn1!$E$36,W31)","v":0},null,0,0,0,0,0,null,{"$f":"ROUND(AD31*Beregn1!$I$30,4)","v":0},{"$f":"ROUND(AE31*Beregn1!$I$30,4)","v":0},{"$f":"ROUND(AF31*Beregn1!$I$30,4)","v":0},{"$f":"ROUND(AG31*Beregn1!$I$30,4)","v":0},{"$f":"ROUND(AH31*Beregn1!$I$30,4)","v":0}]
[null,null,null,null,null,null,null,null,null,null,null,null,null,null,null,null,null,null,null,null,null,null,null,null,null,{"$f":"IF(OR(W32=0,W32=-1),Beregn1!$E$36,W32)","v":41},true,{"$f":"IF(AND(Z32=41,AA32=FALSE),Beregn1!$E$36,W32)","v":0},null,0,0,0,0,0,null,{"$f":"ROUND(AD32*Beregn1!$I$30,4)","v":0},{"$f":"ROUND(AE32*Beregn1!$I$30,4)","v":0},{"$f":"ROUND(AF32*Beregn1!$I$30,4)","v":0},{"$f":"ROUND(AG32*Beregn1!$I$30,4)","v":0},{"$f":"ROUND(AH32*Beregn1!$I$30,4)","v":0}]
[null,null,null,null,null,null,null,null,null,null,null,null,null,null,null,null,null,null,null,null,null,null,null,null,null,{"$f":"IF(OR(W33=0,W33=-1),Beregn1!$E$36,W33)","v":41},true,{"$f":"IF(AND(Z33=41,AA33=FALSE),Beregn1!$E$36,W33)","v":0},null,0,0,0,0,0,null,{"$f":"ROUND(AD33*Beregn1!$I$30,4)","v":0},{"$f":"ROUND(AE33*Beregn1!$I$30,4)","v":0},{"$f":"ROUND(AF33*Beregn1!$I$30,4)","v":0},{"$f":"ROUND(AG33*Beregn1!$I$30,4)","v":0},{"$f":"ROUND(AH33*Beregn1!$I$30,4)","v":0}]
[null,null,null,null,null,null,null,null,null,null,null,null,null,null,null,null,null,null,null,null,null,null,null,null,null,{"$f":"IF(OR(W34=0,W34=-1),Beregn1!$E$36,W34)","v":41},true,{"$f":"IF(AND(Z34=41,AA34=FALSE),Beregn1!$E$36,W34)","v":0},null,0,0,0,0,0,null,{"$f":"ROUND(AD34*Beregn1!$I$30,4)","v":0},{"$f":"ROUND(AE34*Beregn1!$I$30,4)","v":0},{"$f":"ROUND(AF34*Beregn1!$I$30,4)","v":0},{"$f":"ROUND(AG34*Beregn1!$I$30,4)","v":0},{"$f":"ROUND(AH34*Beregn1!$I$30,4)","v":0}]
[null,null,null,null,null,null,null,null,null,null,null,null,null,null,null,null,null,null,null,null,null,null,null,null,null,{"$f":"IF(OR(W35=0,W35=-1),Beregn1!$E$36,W35)","v":41},true,{"$f":"IF(AND(Z35=41,AA35=FALSE),Beregn1!$E$36,W35)","v":0},null,0,0,0,0,0,null,{"$f":"ROUND(AD35*Beregn1!$I$30,4)","v":0},{"$f":"ROUND(AE35*Beregn1!$I$30,4)","v":0},{"$f":"ROUND(AF35*Beregn1!$I$30,4)","v":0},{"$f":"ROUND(AG35*Beregn1!$I$30,4)","v":0},{"$f":"ROUND(AH35*Beregn1!$I$30,4)","v":0}]
[null,null,null,null,null,null,null,null,null,null,null,null,null,null,null,null,null,null,null,null,null,null,null,null,null,{"$f":"IF(OR(W36=0,W36=-1),Beregn1!$E$36,W36)","v":41},true,{"$f":"IF(AND(Z36=41,AA36=FALSE),Beregn1!$E$36,W36)","v":0},null,0,0,0,0,0,null,{"$f":"ROUND(AD36*Beregn1!$I$30,4)","v":0},{"$f":"ROUND(AE36*Beregn1!$I$30,4)","v":0},{"$f":"ROUND(AF36*Beregn1!$I$30,4)","v":0},{"$f":"ROUND(AG36*Beregn1!$I$30,4)","v":0},{"$f":"ROUND(AH36*Beregn1!$I$30,4)","v":0}]
[null,null,null,null,null,null,null,null,null,null,null,null,null,null,null,null,null,null,null,null,null,null,null,null,null,{"$f":"IF(OR(W37=0,W37=-1),Beregn1!$E$36,W37)","v":41},true,{"$f":"IF(AND(Z37=41,AA37=FALSE),Beregn1!$E$36,W37)","v":0},null,0,0,0,0,0,null,{"$f":"ROUND(AD37*Beregn1!$I$30,4)","v":0},{"$f":"ROUND(AE37*Beregn1!$I$30,4)","v":0},{"$f":"ROUND(AF37*Beregn1!$I$30,4)","v":0},{"$f":"ROUND(AG37*Beregn1!$I$30,4)","v":0},{"$f":"ROUND(AH37*Beregn1!$I$30,4)","v":0}]
[null,null,null,null,null,null,null,null,null,null,null,null,null,null,null,null,null,null,null,null,null,null,null,null,null,{"$f":"IF(OR(W38=0,W38=-1),Beregn1!$E$36,W38)","v":41},true,{"$f":"IF(AND(Z38=41,AA38=FALSE),Beregn1!$E$36,W38)","v":0},null,0,0,0,0,0,null,{"$f":"ROUND(AD38*Beregn1!$I$30,4)","v":0},{"$f":"ROUND(AE38*Beregn1!$I$30,4)","v":0},{"$f":"ROUND(AF38*Beregn1!$I$30,4)","v":0},{"$f":"ROUND(AG38*Beregn1!$I$30,4)","v":0},{"$f":"ROUND(AH38*Beregn1!$I$30,4)","v":0}]
[null,null,null,null,null,null,null,null,null,null,null,null,null,null,null,null,null,null,null,null,null,null,null,null,null,{"$f":"IF(OR(W39=0,W39=-1),Beregn1!$E$36,W39)","v":41},true,{"$f":"IF(AND(Z39=41,AA39=FALSE),Beregn1!$E$36,W39)","v":0},null,0,0,0,0,0,null,{"$f":"ROUND(AD39*Beregn1!$I$30,4)","v":0},{"$f":"ROUND(AE39*Beregn1!$I$30,4)","v":0},{"$f":"ROUND(AF39*Beregn1!$I$30,4)","v":0},{"$f":"ROUND(AG39*Beregn1!$I$30,4)","v":0},{"$f":"ROUND(AH39*Beregn1!$I$30,4)","v":0}]
[null,null,null,null,null,null,null,null,null,null,null,null,null,null,null,null,null,null,null,null,null,null,null,null,null,{"$f":"IF(OR(W40=0,W40=-1),Beregn1!$E$36,W40)","v":41},true,{"$f":"IF(AND(Z40=41,AA40=FALSE),Beregn1!$E$36,W40)","v":0},null,0,0,0,0,0,null,{"$f":"ROUND(AD40*Beregn1!$I$30,4)","v":0},{"$f":"ROUND(AE40*Beregn1!$I$30,4)","v":0},{"$f":"ROUND(AF40*Beregn1!$I$30,4)","v":0},{"$f":"ROUND(AG40*Beregn1!$I$30,4)","v":0},{"$f":"ROUND(AH40*Beregn1!$I$30,4)","v":0}]
[null,null,null,null,null,null,null,null,null,null,null,null,null,null,null,null,null,null,null,null,null,null,null,null,null,{"$f":"IF(OR(W41=0,W41=-1),Beregn1!$E$36,W41)","v":41},true,{"$f":"IF(AND(Z41=41,AA41=FALSE),Beregn1!$E$36,W41)","v":0},null,0,0,0,0,0,null,{"$f":"ROUND(AD41*Beregn1!$I$30,4)","v":0},{"$f":"ROUND(AE41*Beregn1!$I$30,4)","v":0},{"$f":"ROUND(AF41*Beregn1!$I$30,4)","v":0},{"$f":"ROUND(AG41*Beregn1!$I$30,4)","v":0},{"$f":"ROUND(AH41*Beregn1!$I$30,4)","v":0}]
[null,null,null,null,null,null,null,null,null,null,null,null,null,null,null,null,null,null,null,null,null,null,null,null,null,{"$f":"IF(OR(W42=0,W42=-1),Beregn1!$E$36,W42)","v":41},true,{"$f":"IF(AND(Z42=41,AA42=FALSE),Beregn1!$E$36,W42)","v":0},null,0,0,0,0,0,null,{"$f":"ROUND(AD42*Beregn1!$I$30,4)","v":0},{"$f":"ROUND(AE42*Beregn1!$I$30,4)","v":0},{"$f":"ROUND(AF42*Beregn1!$I$30,4)","v":0},{"$f":"ROUND(AG42*Beregn1!$I$30,4)","v":0},{"$f":"ROUND(AH42*Beregn1!$I$30,4)","v":0}]
[null,null,null,null,null,null,null,null,null,null,null,null,null,null,null,null,null,null,null,null,null,null,null,null,null,{"$f":"IF(OR(W43=0,W43=-1),Beregn1!$E$36,W43)","v":41},true,{"$f":"IF(AND(Z43=41,AA43=FALSE),Beregn1!$E$36,W43)","v":0},null,0,0,0,0,0,null,{"$f":"ROUND(AD43*Beregn1!$I$30,4)","v":0},{"$f":"ROUND(AE43*Beregn1!$I$30,4)","v":0},{"$f":"ROUND(AF43*Beregn1!$I$30,4)","v":0},{"$f":"ROUND(AG43*Beregn1!$I$30,4)","v":0},{"$f":"ROUND(AH43*Beregn1!$I$30,4)","v":0}]
[null,null,null,null,null,null,null,null,null,null,null,null,null,null,null,null,null,null,null,null,null,null,null,null,null,{"$f":"IF(OR(W44=0,W44=-1),Beregn1!$E$36,W44)","v":41},true,{"$f":"IF(AND(Z44=41,AA44=FALSE),Beregn1!$E$36,W44)","v":0},null,0,0,0,0,0,null,{"$f":"ROUND(AD44*Beregn1!$I$30,4)","v":0},{"$f":"ROUND(AE44*Beregn1!$I$30,4)","v":0},{"$f":"ROUND(AF44*Beregn1!$I$30,4)","v":0},{"$f":"ROUND(AG44*Beregn1!$I$30,4)","v":0},{"$f":"ROUND(AH44*Beregn1!$I$30,4)","v":0}]
[null,null,null,null,null,null,null,null,null,null,null,null,null,null,null,null,null,null,null,null,null,null,null,null,null,{"$f":"IF(OR(W45=0,W45=-1),Beregn1!$E$36,W45)","v":41},true,{"$f":"IF(AND(Z45=41,AA45=FALSE),Beregn1!$E$36,W45)","v":0},null,0,0,0,0,0,null,{"$f":"ROUND(AD45*Beregn1!$I$30,4)","v":0},{"$f":"ROUND(AE45*Beregn1!$I$30,4)","v":0},{"$f":"ROUND(AF45*Beregn1!$I$30,4)","v":0},{"$f":"ROUND(AG45*Beregn1!$I$30,4)","v":0},{"$f":"ROUND(AH45*Beregn1!$I$30,4)","v":0}]
[null,null,null,null,null,null,null,null,null,null,null,null,null,null,null,null,null,null,null,null,null,null,null,null,null,{"$f":"IF(OR(W46=0,W46=-1),Beregn1!$E$36,W46)","v":41},true,{"$f":"IF(AND(Z46=41,AA46=FALSE),Beregn1!$E$36,W46)","v":0},null,0,0,0,0,0,null,{"$f":"ROUND(AD46*Beregn1!$I$30,4)","v":0},{"$f":"ROUND(AE46*Beregn1!$I$30,4)","v":0},{"$f":"ROUND(AF46*Beregn1!$I$30,4)","v":0},{"$f":"ROUND(AG46*Beregn1!$I$30,4)","v":0},{"$f":"ROUND(AH46*Beregn1!$I$30,4)","v":0}]
[null,null,null,null,null,null,null,null,null,null,null,null,null,null,null,null,null,null,null,null,null,null,null,null,null,{"$f":"IF(OR(W47=0,W47=-1),Beregn1!$E$36,W47)","v":41},true,{"$f":"IF(AND(Z47=41,AA47=FALSE),Beregn1!$E$36,W47)","v":0},null,0,0,0,0,0,null,{"$f":"ROUND(AD47*Beregn1!$I$30,4)","v":0},{"$f":"ROUND(AE47*Beregn1!$I$30,4)","v":0},{"$f":"ROUND(AF47*Beregn1!$I$30,4)","v":0},{"$f":"ROUND(AG47*Beregn1!$I$30,4)","v":0},{"$f":"ROUND(AH47*Beregn1!$I$30,4)","v":0}]
[null,null,null,null,null,null,null,null,null,null,null,null,null,null,null,null,null,null,null,null,null,null,null,null,null,{"$f":"IF(OR(W48=0,W48=-1),Beregn1!$E$36,W48)","v":41},true,{"$f":"IF(AND(Z48=41,AA48=FALSE),Beregn1!$E$36,W48)","v":0},null,0,0,0,0,0,null,{"$f":"ROUND(AD48*Beregn1!$I$30,4)","v":0},{"$f":"ROUND(AE48*Beregn1!$I$30,4)","v":0},{"$f":"ROUND(AF48*Beregn1!$I$30,4)","v":0},{"$f":"ROUND(AG48*Beregn1!$I$30,4)","v":0},{"$f":"ROUND(AH48*Beregn1!$I$30,4)","v":0}]
[null,null,null,null,null,null,null,null,null,null,null,null,null,null,null,null,null,null,null,null,null,null,null,null,null,{"$f":"IF(OR(W49=0,W49=-1),Beregn1!$E$36,W49)","v":41},true,{"$f":"IF(AND(Z49=41,AA49=FALSE),Beregn1!$E$36,W49)","v":0},null,0,0,0,0,0,null,{"$f":"ROUND(AD49*Beregn1!$I$30,4)","v":0},{"$f":"ROUND(AE49*Beregn1!$I$30,4)","v":0},{"$f":"ROUND(AF49*Beregn1!$I$30,4)","v":0},{"$f":"ROUND(AG49*Beregn1!$I$30,4)","v":0},{"$f":"ROUND(AH49*Beregn1!$I$30,4)","v":0}]
[null,null,null,null,null,null,null,null,null,null,null,null,null,null,null,null,null,null,null,null,null,null,null,null,null,{"$f":"IF(OR(W50=0,W50=-1),Beregn1!$E$36,W50)","v":41},true,{"$f":"IF(AND(Z50=41,AA50=FALSE),Beregn1!$E$36,W50)","v":0},null,0,0,0,0,0,null,{"$f":"ROUND(AD50*Beregn1!$I$30,4)","v":0},{"$f":"ROUND(AE50*Beregn1!$I$30,4)","v":0},{"$f":"ROUND(AF50*Beregn1!$I$30,4)","v":0},{"$f":"ROUND(AG50*Beregn1!$I$30,4)","v":0},{"$f":"ROUND(AH50*Beregn1!$I$30,4)","v":0}]
[null,null,null,null,null,null,null,null,null,null,null,null,null,null,null,null,null,null,null,null,null,null,null,null,null,{"$f":"IF(OR(W51=0,W51=-1),Beregn1!$E$36,W51)","v":41},true,{"$f":"IF(AND(Z51=41,AA51=FALSE),Beregn1!$E$36,W51)","v":0},null,0,0,0,0,0,null,{"$f":"ROUND(AD51*Beregn1!$I$30,4)","v":0},{"$f":"ROUND(AE51*Beregn1!$I$30,4)","v":0},{"$f":"ROUND(AF51*Beregn1!$I$30,4)","v":0},{"$f":"ROUND(AG51*Beregn1!$I$30,4)","v":0},{"$f":"ROUND(AH51*Beregn1!$I$30,4)","v":0}]
[null,null,null,null,null,null,null,null,null,null,null,null,null,null,null,null,null,null,null,null,null,null,null,null,null,{"$f":"IF(OR(W52=0,W52=-1),Beregn1!$E$36,W52)","v":41},true,{"$f":"IF(AND(Z52=41,AA52=FALSE),Beregn1!$E$36,W52)","v":0},null,0,0,0,0,0,null,{"$f":"ROUND(AD52*Beregn1!$I$30,4)","v":0},{"$f":"ROUND(AE52*Beregn1!$I$30,4)","v":0},{"$f":"ROUND(AF52*Beregn1!$I$30,4)","v":0},{"$f":"ROUND(AG52*Beregn1!$I$30,4)","v":0},{"$f":"ROUND(AH52*Beregn1!$I$30,4)","v":0}]
[null,null,null,null,null,null,null,null,null,null,null,null,null,null,null,null,null,null,null,null,null,null,null,null,null,{"$f":"IF(OR(W53=0,W53=-1),Beregn1!$E$36,W53)","v":41},true,{"$f":"IF(AND(Z53=41,AA53=FALSE),Beregn1!$E$36,W53)","v":0},null,0,0,0,0,0,null,{"$f":"ROUND(AD53*Beregn1!$I$30,4)","v":0},{"$f":"ROUND(AE53*Beregn1!$I$30,4)","v":0},{"$f":"ROUND(AF53*Beregn1!$I$30,4)","v":0},{"$f":"ROUND(AG53*Beregn1!$I$30,4)","v":0},{"$f":"ROUND(AH53*Beregn1!$I$30,4)","v":0}]
[null,null,null,null,null,null,null,null,null,null,null,null,null,null,null,null,null,null,null,null,null,null,null,null,null,{"$f":"IF(OR(W54=0,W54=-1),Beregn1!$E$36,W54)","v":41},true,{"$f":"IF(AND(Z54=41,AA54=FALSE),Beregn1!$E$36,W54)","v":0},null,0,0,0,0,0,null,{"$f":"ROUND(AD54*Beregn1!$I$30,4)","v":0},{"$f":"ROUND(AE54*Beregn1!$I$30,4)","v":0},{"$f":"ROUND(AF54*Beregn1!$I$30,4)","v":0},{"$f":"ROUND(AG54*Beregn1!$I$30,4)","v":0},{"$f":"ROUND(AH54*Beregn1!$I$30,4)","v":0}]
[null,null,null,null,null,null,null,null,null,null,null,null,null,null,null,null,null,null,null,null,null,null,null,null,null,{"$f":"IF(OR(W55=0,W55=-1),Beregn1!$E$36,W55)","v":41},true,{"$f":"IF(AND(Z55=41,AA55=FALSE),Beregn1!$E$36,W55)","v":0},null,0,0,0,0,0,null,{"$f":"ROUND(AD55*Beregn1!$I$30,4)","v":0},{"$f":"ROUND(AE55*Beregn1!$I$30,4)","v":0},{"$f":"ROUND(AF55*Beregn1!$I$30,4)","v":0},{"$f":"ROUND(AG55*Beregn1!$I$30,4)","v":0},{"$f":"ROUND(AH55*Beregn1!$I$30,4)","v":0}]
[null,null,null,null,null,null,null,null,null,null,null,null,null,null,null,null,null,null,null,null,null,null,null,null,null,{"$f":"IF(OR(W56=0,W56=-1),Beregn1!$E$36,W56)","v":41},true,{"$f":"IF(AND(Z56=41,AA56=FALSE),Beregn1!$E$36,W56)","v":0},null,0,0,0,0,0,null,{"$f":"ROUND(AD56*Beregn1!$I$30,4)","v":0},{"$f":"ROUND(AE56*Beregn1!$I$30,4)","v":0},{"$f":"ROUND(AF56*Beregn1!$I$30,4)","v":0},{"$f":"ROUND(AG56*Beregn1!$I$30,4)","v":0},{"$f":"ROUND(AH56*Beregn1!$I$30,4)","v":0}]
[null,null,null,null,null,null,null,null,null,null,null,null,null,null,null,null,null,null,null,null,null,null,null,null,null,{"$f":"IF(OR(W57=0,W57=-1),Beregn1!$E$36,W57)","v":41},true,{"$f":"IF(AND(Z57=41,AA57=FALSE),Beregn1!$E$36,W57)","v":0},null,0,0,0,0,0,null,{"$f":"ROUND(AD57*Beregn1!$I$30,4)","v":0},{"$f":"ROUND(AE57*Beregn1!$I$30,4)","v":0},{"$f":"ROUND(AF57*Beregn1!$I$30,4)","v":0},{"$f":"ROUND(AG57*Beregn1!$I$30,4)","v":0},{"$f":"ROUND(AH57*Beregn1!$I$30,4)","v":0}]
[null,null,null,null,null,null,null,null,null,null,null,null,null,null,null,null,null,null,null,null,null,null,null,null,null,{"$f":"IF(OR(W58=0,W58=-1),Beregn1!$E$36,W58)","v":41},true,{"$f":"IF(AND(Z58=41,AA58=FALSE),Beregn1!$E$36,W58)","v":0},null,0,0,0,0,0,null,{"$f":"ROUND(AD58*Beregn1!$I$30,4)","v":0},{"$f":"ROUND(AE58*Beregn1!$I$30,4)","v":0},{"$f":"ROUND(AF58*Beregn1!$I$30,4)","v":0},{"$f":"ROUND(AG58*Beregn1!$I$30,4)","v":0},{"$f":"ROUND(AH58*Beregn1!$I$30,4)","v":0}]
[null,null,null,null,null,null,null,null,null,null,null,null,null,null,null,null,null,null,null,null,null,null,null,null,null,{"$f":"IF(OR(W59=0,W59=-1),Beregn1!$E$36,W59)","v":41},true,{"$f":"IF(AND(Z59=41,AA59=FALSE),Beregn1!$E$36,W59)","v":0},null,0,0,0,0,0,null,{"$f":"ROUND(AD59*Beregn1!$I$30,4)","v":0},{"$f":"ROUND(AE59*Beregn1!$I$30,4)","v":0},{"$f":"ROUND(AF59*Beregn1!$I$30,4)","v":0},{"$f":"ROUND(AG59*Beregn1!$I$30,4)","v":0},{"$f":"ROUND(AH59*Beregn1!$I$30,4)","v":0}]
[null,null,null,null,null,null,null,null,null,null,null,null,null,null,null,null,null,null,null,null,null,null,null,null,null,{"$f":"IF(OR(W60=0,W60=-1),Beregn1!$E$36,W60)","v":41},true,{"$f":"IF(AND(Z60=41,AA60=FALSE),Beregn1!$E$36,W60)","v":0},null,0,0,0,0,0,null,{"$f":"ROUND(AD60*Beregn1!$I$30,4)","v":0},{"$f":"ROUND(AE60*Beregn1!$I$30,4)","v":0},{"$f":"ROUND(AF60*Beregn1!$I$30,4)","v":0},{"$f":"ROUND(AG60*Beregn1!$I$30,4)","v":0},{"$f":"ROUND(AH60*Beregn1!$I$30,4)","v":0}]
[null,null,null,null,null,null,null,null,null,null,null,null,null,null,null,null,null,null,null,null,null,null,null,null,null,{"$f":"IF(OR(W61=0,W61=-1),Beregn1!$E$36,W61)","v":41},true,{"$f":"IF(AND(Z61=41,AA61=FALSE),Beregn1!$E$36,W61)","v":0},null,0,0,0,0,0,null,{"$f":"ROUND(AD61*Beregn1!$I$30,4)","v":0},{"$f":"ROUND(AE61*Beregn1!$I$30,4)","v":0},{"$f":"ROUND(AF61*Beregn1!$I$30,4)","v":0},{"$f":"ROUND(AG61*Beregn1!$I$30,4)","v":0},{"$f":"ROUND(AH61*Beregn1!$I$30,4)","v":0}]
[null,null,null,null,null,null,null,null,null,null,null,null,null,null,null,null,null,null,null,null,null,null,null,null,null,{"$f":"IF(OR(W62=0,W62=-1),Beregn1!$E$36,W62)","v":41},true,{"$f":"IF(AND(Z62=41,AA62=FALSE),Beregn1!$E$36,W62)","v":0},null,0,0,0,0,0,null,{"$f":"ROUND(AD62*Beregn1!$I$30,4)","v":0},{"$f":"ROUND(AE62*Beregn1!$I$30,4)","v":0},{"$f":"ROUND(AF62*Beregn1!$I$30,4)","v":0},{"$f":"ROUND(AG62*Beregn1!$I$30,4)","v":0},{"$f":"ROUND(AH62*Beregn1!$I$30,4)","v":0}]
[null,null,null,null,null,null,null,null,null,null,null,null,null,null,null,null,null,null,null,null,null,null,null,null,null,{"$f":"IF(OR(W63=0,W63=-1),Beregn1!$E$36,W63)","v":41},true,{"$f":"IF(AND(Z63=41,AA63=FALSE),Beregn1!$E$36,W63)","v":0},null,0,0,0,0,0,null,{"$f":"ROUND(AD63*Beregn1!$I$30,4)","v":0},{"$f":"ROUND(AE63*Beregn1!$I$30,4)","v":0},{"$f":"ROUND(AF63*Beregn1!$I$30,4)","v":0},{"$f":"ROUND(AG63*Beregn1!$I$30,4)","v":0},{"$f":"ROUND(AH63*Beregn1!$I$30,4)","v":0}]
[null,null,null,null,null,null,null,null,null,null,null,null,null,null,null,null,null,null,null,null,null,null,null,null,null,{"$f":"IF(OR(W64=0,W64=-1),Beregn1!$E$36,W64)","v":41},true,{"$f":"IF(AND(Z64=41,AA64=FALSE),Beregn1!$E$36,W64)","v":0},null,0,0,0,0,0,null,{"$f":"ROUND(AD64*Beregn1!$I$30,4)","v":0},{"$f":"ROUND(AE64*Beregn1!$I$30,4)","v":0},{"$f":"ROUND(AF64*Beregn1!$I$30,4)","v":0},{"$f":"ROUND(AG64*Beregn1!$I$30,4)","v":0},{"$f":"ROUND(AH64*Beregn1!$I$30,4)","v":0}]
[null,null,null,null,null,null,null,null,null,null,null,null,null,null,null,null,null,null,null,null,null,null,null,null,null,{"$f":"IF(OR(W65=0,W65=-1),Beregn1!$E$36,W65)","v":41},true,{"$f":"IF(AND(Z65=41,AA65=FALSE),Beregn1!$E$36,W65)","v":0},null,0,0,0,0,0,null,{"$f":"ROUND(AD65*Beregn1!$I$30,4)","v":0},{"$f":"ROUND(AE65*Beregn1!$I$30,4)","v":0},{"$f":"ROUND(AF65*Beregn1!$I$30,4)","v":0},{"$f":"ROUND(AG65*Beregn1!$I$30,4)","v":0},{"$f":"ROUND(AH65*Beregn1!$I$30,4)","v":0}]
[null,null,null,null,null,null,null,null,null,null,null,null,null,null,null,null,null,null,null,null,null,null,null,null,null,{"$f":"IF(OR(W66=0,W66=-1),Beregn1!$E$36,W66)","v":41},{"$f":"ISBLANK(W66)","v":true},{"$f":"IF(AND(Z66=41,AA66=FALSE),Beregn1!$E$36,W66)","v":0},null,{"$f":"INDEX($P66:$X66,MATCH(\"Evaporated\",$P$1:$X$1,0))","v":0},{"$f":"INDEX($P66:$X66,MATCH(\"Drained\",$P$1:$X$1,0))","v":0},{"$f":"INDEX($P66:$X66,MATCH(\"Overflow\",$P$1:$X$1,0))","v":0},{"$f":"AB66","v":0},{"$f":"INDEX($P66:$X66,MATCH(\"Available_Volume\",$P$1:$X$1,0))","v":0},null,{"$f":"ROUND(AD66*Beregn1!$I$30,4)","v":0},{"$f":"ROUND(AE66*Beregn1!$I$30,4)","v":0},{"$f":"ROUND(AF66*Beregn1!$I$30,4)","v":0},{"$f":"ROUND(AG66*Beregn1!$I$30,4)","v":0},{"$f":"ROUND(AH66*Beregn1!$I$30,4)","v":0}]
[null,null,null,null,null,null,null,null,null,null,null,null,null,null,null,null,null,null,null,null,null,null,null,null,null,{"$f":"IF(OR(W67=0,W67=-1),Beregn1!$E$36,W67)","v":41},true,{"$f":"IF(AND(Z67=41,AA67=FALSE),Beregn1!$E$36,W67)","v":0},null,0,0,0,0,0,null,{"$f":"ROUND(AD67*Beregn1!$I$30,4)","v":0},{"$f":"ROUND(AE67*Beregn1!$I$30,4)","v":0},{"$f":"ROUND(AF67*Beregn1!$I$30,4)","v":0},{"$f":"ROUND(AG67*Beregn1!$I$30,4)","v":0},{"$f":"ROUND(AH67*Beregn1!$I$30,4)","v":0}]
[null,null,null,null,null,null,null,null,null,null,null,null,null,null,null,null,null,null,null,null,null,null,null,null,null,{"$f":"IF(OR(W68=0,W68=-1),Beregn1!$E$36,W68)","v":41},true,{"$f":"IF(AND(Z68=41,AA68=FALSE),Beregn1!$E$36,W68)","v":0},null,0,0,0,0,0,null,{"$f":"ROUND(AD68*Beregn1!$I$30,4)","v":0},{"$f":"ROUND(AE68*Beregn1!$I$30,4)","v":0},{"$f":"ROUND(AF68*Beregn1!$I$30,4)","v":0},{"$f":"ROUND(AG68*Beregn1!$I$30,4)","v":0},{"$f":"ROUND(AH68*Beregn1!$I$30,4)","v":0}]
[null,null,null,null,null,null,null,null,null,null,null,null,null,null,null,null,null,null,null,null,null,null,null,null,null,{"$f":"IF(OR(W69=0,W69=-1),Beregn1!$E$36,W69)","v":41},true,{"$f":"IF(AND(Z69=41,AA69=FALSE),Beregn1!$E$36,W69)","v":0},null,0,0,0,0,0,null,{"$f":"ROUND(AD69*Beregn1!$I$30,4)","v":0},{"$f":"ROUND(AE69*Beregn1!$I$30,4)","v":0},{"$f":"ROUND(AF69*Beregn1!$I$30,4)","v":0},{"$f":"ROUND(AG69*Beregn1!$I$30,4)","v":0},{"$f":"ROUND(AH69*Beregn1!$I$30,4)","v":0}]
[null,null,null,null,null,null,null,null,null,null,null,null,null,null,null,null,null,null,null,null,null,null,null,null,null,{"$f":"IF(OR(W70=0,W70=-1),Beregn1!$E$36,W70)","v":41},true,{"$f":"IF(AND(Z70=41,AA70=FALSE),Beregn1!$E$36,W70)","v":0},null,0,0,0,0,0,null,{"$f":"ROUND(AD70*Beregn1!$I$30,4)","v":0},{"$f":"ROUND(AE70*Beregn1!$I$30,4)","v":0},{"$f":"ROUND(AF70*Beregn1!$I$30,4)","v":0},{"$f":"ROUND(AG70*Beregn1!$I$30,4)","v":0},{"$f":"ROUND(AH70*Beregn1!$I$30,4)","v":0}]
[null,null,null,null,null,null,null,null,null,null,null,null,null,null,null,null,null,null,null,null,null,null,null,null,null,{"$f":"IF(OR(W71=0,W71=-1),Beregn1!$E$36,W71)","v":41},true,{"$f":"IF(AND(Z71=41,AA71=FALSE),Beregn1!$E$36,W71)","v":0},null,0,0,0,0,0,null,{"$f":"ROUND(AD71*Beregn1!$I$30,4)","v":0},{"$f":"ROUND(AE71*Beregn1!$I$30,4)","v":0},{"$f":"ROUND(AF71*Beregn1!$I$30,4)","v":0},{"$f":"ROUND(AG71*Beregn1!$I$30,4)","v":0},{"$f":"ROUND(AH71*Beregn1!$I$30,4)","v":0}]
[null,null,null,null,null,null,null,null,null,null,null,null,null,null,null,null,null,null,null,null,null,null,null,null,null,{"$f":"IF(OR(W72=0,W72=-1),Beregn1!$E$36,W72)","v":41},true,{"$f":"IF(AND(Z72=41,AA72=FALSE),Beregn1!$E$36,W72)","v":0},null,0,0,0,0,0,null,{"$f":"ROUND(AD72*Beregn1!$I$30,4)","v":0},{"$f":"ROUND(AE72*Beregn1!$I$30,4)","v":0},{"$f":"ROUND(AF72*Beregn1!$I$30,4)","v":0},{"$f":"ROUND(AG72*Beregn1!$I$30,4)","v":0},{"$f":"ROUND(AH72*Beregn1!$I$30,4)","v":0}]
[null,null,null,null,null,null,null,null,null,null,null,null,null,null,null,null,null,null,null,null,null,null,null,null,null,{"$f":"IF(OR(W73=0,W73=-1),Beregn1!$E$36,W73)","v":41},true,{"$f":"IF(AND(Z73=41,AA73=FALSE),Beregn1!$E$36,W73)","v":0},null,0,0,0,0,0,null,{"$f":"ROUND(AD73*Beregn1!$I$30,4)","v":0},{"$f":"ROUND(AE73*Beregn1!$I$30,4)","v":0},{"$f":"ROUND(AF73*Beregn1!$I$30,4)","v":0},{"$f":"ROUND(AG73*Beregn1!$I$30,4)","v":0},{"$f":"ROUND(AH73*Beregn1!$I$30,4)","v":0}]
[null,null,null,null,null,null,null,null,null,null,null,null,null,null,null,null,null,null,null,null,null,null,null,null,null,{"$f":"IF(OR(W74=0,W74=-1),Beregn1!$E$36,W74)","v":41},true,{"$f":"IF(AND(Z74=41,AA74=FALSE),Beregn1!$E$36,W74)","v":0},null,0,0,0,0,0,null,{"$f":"ROUND(AD74*Beregn1!$I$30,4)","v":0},{"$f":"ROUND(AE74*Beregn1!$I$30,4)","v":0},{"$f":"ROUND(AF74*Beregn1!$I$30,4)","v":0},{"$f":"ROUND(AG74*Beregn1!$I$30,4)","v":0},{"$f":"ROUND(AH74*Beregn1!$I$30,4)","v":0}]
[null,null,null,null,null,null,null,null,null,null,null,null,null,null,null,null,null,null,null,null,null,null,null,null,null,{"$f":"IF(OR(W75=0,W75=-1),Beregn1!$E$36,W75)","v":41},true,{"$f":"IF(AND(Z75=41,AA75=FALSE),Beregn1!$E$36,W75)","v":0},null,0,0,0,0,0,null,{"$f":"ROUND(AD75*Beregn1!$I$30,4)","v":0},{"$f":"ROUND(AE75*Beregn1!$I$30,4)","v":0},{"$f":"ROUND(AF75*Beregn1!$I$30,4)","v":0},{"$f":"ROUND(AG75*Beregn1!$I$30,4)","v":0},{"$f":"ROUND(AH75*Beregn1!$I$30,4)","v":0}]
[null,null,null,null,null,null,null,null,null,null,null,null,null,null,null,null,null,null,null,null,null,null,null,null,null,{"$f":"IF(OR(W76=0,W76=-1),Beregn1!$E$36,W76)","v":41},true,{"$f":"IF(AND(Z76=41,AA76=FALSE),Beregn1!$E$36,W76)","v":0},null,0,0,0,0,0,null,{"$f":"ROUND(AD76*Beregn1!$I$30,4)","v":0},{"$f":"ROUND(AE76*Beregn1!$I$30,4)","v":0},{"$f":"ROUND(AF76*Beregn1!$I$30,4)","v":0},{"$f":"ROUND(AG76*Beregn1!$I$30,4)","v":0},{"$f":"ROUND(AH76*Beregn1!$I$30,4)","v":0}]
[null,null,null,null,null,null,null,null,null,null,null,null,null,null,null,null,null,null,null,null,null,null,null,null,null,{"$f":"IF(OR(W77=0,W77=-1),Beregn1!$E$36,W77)","v":41},true,{"$f":"IF(AND(Z77=41,AA77=FALSE),Beregn1!$E$36,W77)","v":0},null,0,0,0,0,0,null,{"$f":"ROUND(AD77*Beregn1!$I$30,4)","v":0},{"$f":"ROUND(AE77*Beregn1!$I$30,4)","v":0},{"$f":"ROUND(AF77*Beregn1!$I$30,4)","v":0},{"$f":"ROUND(AG77*Beregn1!$I$30,4)","v":0},{"$f":"ROUND(AH77*Beregn1!$I$30,4)","v":0}]
[null,null,null,null,null,null,null,null,null,null,null,null,null,null,null,null,null,null,null,null,null,null,null,null,null,{"$f":"IF(OR(W78=0,W78=-1),Beregn1!$E$36,W78)","v":41},true,{"$f":"IF(AND(Z78=41,AA78=FALSE),Beregn1!$E$36,W78)","v":0},null,0,0,0,0,0,null,{"$f":"ROUND(AD78*Beregn1!$I$30,4)","v":0},{"$f":"ROUND(AE78*Beregn1!$I$30,4)","v":0},{"$f":"ROUND(AF78*Beregn1!$I$30,4)","v":0},{"$f":"ROUND(AG78*Beregn1!$I$30,4)","v":0},{"$f":"ROUND(AH78*Beregn1!$I$30,4)","v":0}]
[null,null,null,null,null,null,null,null,null,null,null,null,null,null,null,null,null,null,null,null,null,null,null,null,null,{"$f":"IF(OR(W79=0,W79=-1),Beregn1!$E$36,W79)","v":41},true,{"$f":"IF(AND(Z79=41,AA79=FALSE),Beregn1!$E$36,W79)","v":0},null,0,0,0,0,0,null,{"$f":"ROUND(AD79*Beregn1!$I$30,4)","v":0},{"$f":"ROUND(AE79*Beregn1!$I$30,4)","v":0},{"$f":"ROUND(AF79*Beregn1!$I$30,4)","v":0},{"$f":"ROUND(AG79*Beregn1!$I$30,4)","v":0},{"$f":"ROUND(AH79*Beregn1!$I$30,4)","v":0}]
[null,null,null,null,null,null,null,null,null,null,null,null,null,null,null,null,null,null,null,null,null,null,null,null,null,{"$f":"IF(OR(W80=0,W80=-1),Beregn1!$E$36,W80)","v":41},true,{"$f":"IF(AND(Z80=41,AA80=FALSE),Beregn1!$E$36,W80)","v":0},null,0,0,0,0,0,null,{"$f":"ROUND(AD80*Beregn1!$I$30,4)","v":0},{"$f":"ROUND(AE80*Beregn1!$I$30,4)","v":0},{"$f":"ROUND(AF80*Beregn1!$I$30,4)","v":0},{"$f":"ROUND(AG80*Beregn1!$I$30,4)","v":0},{"$f":"ROUND(AH80*Beregn1!$I$30,4)","v":0}]
[null,null,null,null,null,null,null,null,null,null,null,null,null,null,null,null,null,null,null,null,null,null,null,null,null,{"$f":"IF(OR(W81=0,W81=-1),Beregn1!$E$36,W81)","v":41},true,{"$f":"IF(AND(Z81=41,AA81=FALSE),Beregn1!$E$36,W81)","v":0},null,0,0,0,0,0,null,{"$f":"ROUND(AD81*Beregn1!$I$30,4)","v":0},{"$f":"ROUND(AE81*Beregn1!$I$30,4)","v":0},{"$f":"ROUND(AF81*Beregn1!$I$30,4)","v":0},{"$f":"ROUND(AG81*Beregn1!$I$30,4)","v":0},{"$f":"ROUND(AH81*Beregn1!$I$30,4)","v":0}]
[null,null,null,null,null,null,null,null,null,null,null,null,null,null,null,null,null,null,null,null,null,null,null,null,null,{"$f":"IF(OR(W82=0,W82=-1),Beregn1!$E$36,W82)","v":41},true,{"$f":"IF(AND(Z82=41,AA82=FALSE),Beregn1!$E$36,W82)","v":0},null,0,0,0,0,0,null,{"$f":"ROUND(AD82*Beregn1!$I$30,4)","v":0},{"$f":"ROUND(AE82*Beregn1!$I$30,4)","v":0},{"$f":"ROUND(AF82*Beregn1!$I$30,4)","v":0},{"$f":"ROUND(AG82*Beregn1!$I$30,4)","v":0},{"$f":"ROUND(AH82*Beregn1!$I$30,4)","v":0}]
[null,null,null,null,null,null,null,null,null,null,null,null,null,null,null,null,null,null,null,null,null,null,null,null,null,{"$f":"IF(OR(W83=0,W83=-1),Beregn1!$E$36,W83)","v":41},true,{"$f":"IF(AND(Z83=41,AA83=FALSE),Beregn1!$E$36,W83)","v":0},null,0,0,0,0,0,null,{"$f":"ROUND(AD83*Beregn1!$I$30,4)","v":0},{"$f":"ROUND(AE83*Beregn1!$I$30,4)","v":0},{"$f":"ROUND(AF83*Beregn1!$I$30,4)","v":0},{"$f":"ROUND(AG83*Beregn1!$I$30,4)","v":0},{"$f":"ROUND(AH83*Beregn1!$I$30,4)","v":0}]
[null,null,null,null,null,null,null,null,null,null,null,null,null,null,null,null,null,null,null,null,null,null,null,null,null,{"$f":"IF(OR(W84=0,W84=-1),Beregn1!$E$36,W84)","v":41},true,{"$f":"IF(AND(Z84=41,AA84=FALSE),Beregn1!$E$36,W84)","v":0},null,0,0,0,0,0,null,{"$f":"ROUND(AD84*Beregn1!$I$30,4)","v":0},{"$f":"ROUND(AE84*Beregn1!$I$30,4)","v":0},{"$f":"ROUND(AF84*Beregn1!$I$30,4)","v":0},{"$f":"ROUND(AG84*Beregn1!$I$30,4)","v":0},{"$f":"ROUND(AH84*Beregn1!$I$30,4)","v":0}]
[null,null,null,null,null,null,null,null,null,null,null,null,null,null,null,null,null,null,null,null,null,null,null,null,null,{"$f":"IF(OR(W85=0,W85=-1),Beregn1!$E$36,W85)","v":41},true,{"$f":"IF(AND(Z85=41,AA85=FALSE),Beregn1!$E$36,W85)","v":0},null,0,0,0,0,0,null,{"$f":"ROUND(AD85*Beregn1!$I$30,4)","v":0},{"$f":"ROUND(AE85*Beregn1!$I$30,4)","v":0},{"$f":"ROUND(AF85*Beregn1!$I$30,4)","v":0},{"$f":"ROUND(AG85*Beregn1!$I$30,4)","v":0},{"$f":"ROUND(AH85*Beregn1!$I$30,4)","v":0}]
[null,null,null,null,null,null,null,null,null,null,null,null,null,null,null,null,null,null,null,null,null,null,null,null,null,{"$f":"IF(OR(W86=0,W86=-1),Beregn1!$E$36,W86)","v":41},true,{"$f":"IF(AND(Z86=41,AA86=FALSE),Beregn1!$E$36,W86)","v":0},null,0,0,0,0,0,null,{"$f":"ROUND(AD86*Beregn1!$I$30,4)","v":0},{"$f":"ROUND(AE86*Beregn1!$I$30,4)","v":0},{"$f":"ROUND(AF86*Beregn1!$I$30,4)","v":0},{"$f":"ROUND(AG86*Beregn1!$I$30,4)","v":0},{"$f":"ROUND(AH86*Beregn1!$I$30,4)","v":0}]
[null,null,null,null,null,null,null,null,null,null,null,null,null,null,null,null,null,null,null,null,null,null,null,null,null,{"$f":"IF(OR(W87=0,W87=-1),Beregn1!$E$36,W87)","v":41},true,{"$f":"IF(AND(Z87=41,AA87=FALSE),Beregn1!$E$36,W87)","v":0},null,0,0,0,0,0,null,{"$f":"ROUND(AD87*Beregn1!$I$30,4)","v":0},{"$f":"ROUND(AE87*Beregn1!$I$30,4)","v":0},{"$f":"ROUND(AF87*Beregn1!$I$30,4)","v":0},{"$f":"ROUND(AG87*Beregn1!$I$30,4)","v":0},{"$f":"ROUND(AH87*Beregn1!$I$30,4)","v":0}]
[null,null,null,null,null,null,null,null,null,null,null,null,null,null,null,null,null,null,null,null,null,null,null,null,null,{"$f":"IF(OR(W88=0,W88=-1),Beregn1!$E$36,W88)","v":41},true,{"$f":"IF(AND(Z88=41,AA88=FALSE),Beregn1!$E$36,W88)","v":0},null,0,0,0,0,0,null,{"$f":"ROUND(AD88*Beregn1!$I$30,4)","v":0},{"$f":"ROUND(AE88*Beregn1!$I$30,4)","v":0},{"$f":"ROUND(AF88*Beregn1!$I$30,4)","v":0},{"$f":"ROUND(AG88*Beregn1!$I$30,4)","v":0},{"$f":"ROUND(AH88*Beregn1!$I$30,4)","v":0}]
[null,null,null,null,null,null,null,null,null,null,null,null,null,null,null,null,null,null,null,null,null,null,null,null,null,{"$f":"IF(OR(W89=0,W89=-1),Beregn1!$E$36,W89)","v":41},true,{"$f":"IF(AND(Z89=41,AA89=FALSE),Beregn1!$E$36,W89)","v":0},null,0,0,0,0,0,null,{"$f":"ROUND(AD89*Beregn1!$I$30,4)","v":0},{"$f":"ROUND(AE89*Beregn1!$I$30,4)","v":0},{"$f":"ROUND(AF89*Beregn1!$I$30,4)","v":0},{"$f":"ROUND(AG89*Beregn1!$I$30,4)","v":0},{"$f":"ROUND(AH89*Beregn1!$I$30,4)","v":0}]
[null,null,null,null,null,null,null,null,null,null,null,null,null,null,null,null,null,null,null,null,null,null,null,null,null,{"$f":"IF(OR(W90=0,W90=-1),Beregn1!$E$36,W90)","v":41},true,{"$f":"IF(AND(Z90=41,AA90=FALSE),Beregn1!$E$36,W90)","v":0},null,0,0,0,0,0,null,{"$f":"ROUND(AD90*Beregn1!$I$30,4)","v":0},{"$f":"ROUND(AE90*Beregn1!$I$30,4)","v":0},{"$f":"ROUND(AF90*Beregn1!$I$30,4)","v":0},{"$f":"ROUND(AG90*Beregn1!$I$30,4)","v":0},{"$f":"ROUND(AH90*Beregn1!$I$30,4)","v":0}]
[null,null,null,null,null,null,null,null,null,null,null,null,null,null,null,null,null,null,null,null,null,null,null,null,null,{"$f":"IF(OR(W91=0,W91=-1),Beregn1!$E$36,W91)","v":41},true,{"$f":"IF(AND(Z91=41,AA91=FALSE),Beregn1!$E$36,W91)","v":0},null,0,0,0,0,0,null,{"$f":"ROUND(AD91*Beregn1!$I$30,4)","v":0},{"$f":"ROUND(AE91*Beregn1!$I$30,4)","v":0},{"$f":"ROUND(AF91*Beregn1!$I$30,4)","v":0},{"$f":"ROUND(AG91*Beregn1!$I$30,4)","v":0},{"$f":"ROUND(AH91*Beregn1!$I$30,4)","v":0}]
[null,null,null,null,null,null,null,null,null,null,null,null,null,null,null,null,null,null,null,null,null,null,null,null,null,{"$f":"IF(OR(W92=0,W92=-1),Beregn1!$E$36,W92)","v":41},true,{"$f":"IF(AND(Z92=41,AA92=FALSE),Beregn1!$E$36,W92)","v":0},null,0,0,0,0,0,null,{"$f":"ROUND(AD92*Beregn1!$I$30,4)","v":0},{"$f":"ROUND(AE92*Beregn1!$I$30,4)","v":0},{"$f":"ROUND(AF92*Beregn1!$I$30,4)","v":0},{"$f":"ROUND(AG92*Beregn1!$I$30,4)","v":0},{"$f":"ROUND(AH92*Beregn1!$I$30,4)","v":0}]
[null,null,null,null,null,null,null,null,null,null,null,null,null,null,null,null,null,null,null,null,null,null,null,null,null,{"$f":"IF(OR(W93=0,W93=-1),Beregn1!$E$36,W93)","v":41},true,{"$f":"IF(AND(Z93=41,AA93=FALSE),Beregn1!$E$36,W93)","v":0},null,0,0,0,0,0,null,{"$f":"ROUND(AD93*Beregn1!$I$30,4)","v":0},{"$f":"ROUND(AE93*Beregn1!$I$30,4)","v":0},{"$f":"ROUND(AF93*Beregn1!$I$30,4)","v":0},{"$f":"ROUND(AG93*Beregn1!$I$30,4)","v":0},{"$f":"ROUND(AH93*Beregn1!$I$30,4)","v":0}]
[null,null,null,null,null,null,null,null,null,null,null,null,null,null,null,null,null,null,null,null,null,null,null,null,null,{"$f":"IF(OR(W94=0,W94=-1),Beregn1!$E$36,W94)","v":41},true,{"$f":"IF(AND(Z94=41,AA94=FALSE),Beregn1!$E$36,W94)","v":0},null,0,0,0,0,0,null,{"$f":"ROUND(AD94*Beregn1!$I$30,4)","v":0},{"$f":"ROUND(AE94*Beregn1!$I$30,4)","v":0},{"$f":"ROUND(AF94*Beregn1!$I$30,4)","v":0},{"$f":"ROUND(AG94*Beregn1!$I$30,4)","v":0},{"$f":"ROUND(AH94*Beregn1!$I$30,4)","v":0}]
[null,null,null,null,null,null,null,null,null,null,null,null,null,null,null,null,null,null,null,null,null,null,null,null,null,{"$f":"IF(OR(W95=0,W95=-1),Beregn1!$E$36,W95)","v":41},true,{"$f":"IF(AND(Z95=41,AA95=FALSE),Beregn1!$E$36,W95)","v":0},null,0,0,0,0,0,null,{"$f":"ROUND(AD95*Beregn1!$I$30,4)","v":0},{"$f":"ROUND(AE95*Beregn1!$I$30,4)","v":0},{"$f":"ROUND(AF95*Beregn1!$I$30,4)","v":0},{"$f":"ROUND(AG95*Beregn1!$I$30,4)","v":0},{"$f":"ROUND(AH95*Beregn1!$I$30,4)","v":0}]
[null,null,null,null,null,null,null,null,null,null,null,null,null,null,null,null,null,null,null,null,null,null,null,null,null,{"$f":"IF(OR(W96=0,W96=-1),Beregn1!$E$36,W96)","v":41},true,{"$f":"IF(AND(Z96=41,AA96=FALSE),Beregn1!$E$36,W96)","v":0},null,0,0,0,0,0,null,{"$f":"ROUND(AD96*Beregn1!$I$30,4)","v":0},{"$f":"ROUND(AE96*Beregn1!$I$30,4)","v":0},{"$f":"ROUND(AF96*Beregn1!$I$30,4)","v":0},{"$f":"ROUND(AG96*Beregn1!$I$30,4)","v":0},{"$f":"ROUND(AH96*Beregn1!$I$30,4)","v":0}]
[null,null,null,null,null,null,null,null,null,null,null,null,null,null,null,null,null,null,null,null,null,null,null,null,null,{"$f":"IF(OR(W97=0,W97=-1),Beregn1!$E$36,W97)","v":41},true,{"$f":"IF(AND(Z97=41,AA97=FALSE),Beregn1!$E$36,W97)","v":0},null,0,0,0,0,0,null,{"$f":"ROUND(AD97*Beregn1!$I$30,4)","v":0},{"$f":"ROUND(AE97*Beregn1!$I$30,4)","v":0},{"$f":"ROUND(AF97*Beregn1!$I$30,4)","v":0},{"$f":"ROUND(AG97*Beregn1!$I$30,4)","v":0},{"$f":"ROUND(AH97*Beregn1!$I$30,4)","v":0}]
[null,null,null,null,null,null,null,null,null,null,null,null,null,null,null,null,null,null,null,null,null,null,null,null,null,{"$f":"IF(OR(W98=0,W98=-1),Beregn1!$E$36,W98)","v":41},true,{"$f":"IF(AND(Z98=41,AA98=FALSE),Beregn1!$E$36,W98)","v":0},null,0,0,0,0,0,null,{"$f":"ROUND(AD98*Beregn1!$I$30,4)","v":0},{"$f":"ROUND(AE98*Beregn1!$I$30,4)","v":0},{"$f":"ROUND(AF98*Beregn1!$I$30,4)","v":0},{"$f":"ROUND(AG98*Beregn1!$I$30,4)","v":0},{"$f":"ROUND(AH98*Beregn1!$I$30,4)","v":0}]
[null,null,null,null,null,null,null,null,null,null,null,null,null,null,null,null,null,null,null,null,null,null,null,null,null,{"$f":"IF(OR(W99=0,W99=-1),Beregn1!$E$36,W99)","v":41},true,{"$f":"IF(AND(Z99=41,AA99=FALSE),Beregn1!$E$36,W99)","v":0},null,0,0,0,0,0,null,{"$f":"ROUND(AD99*Beregn1!$I$30,4)","v":0},{"$f":"ROUND(AE99*Beregn1!$I$30,4)","v":0},{"$f":"ROUND(AF99*Beregn1!$I$30,4)","v":0},{"$f":"ROUND(AG99*Beregn1!$I$30,4)","v":0},{"$f":"ROUND(AH99*Beregn1!$I$30,4)","v":0}]
[null,null,null,null,null,null,null,null,null,null,null,null,null,null,null,null,null,null,null,null,null,null,null,null,null,{"$f":"IF(OR(W100=0,W100=-1),Beregn1!$E$36,W100)","v":41},true,{"$f":"IF(AND(Z100=41,AA100=FALSE),Beregn1!$E$36,W100)","v":0},null,0,0,0,0,0,null,{"$f":"ROUND(AD100*Beregn1!$I$30,4)","v":0},{"$f":"ROUND(AE100*Beregn1!$I$30,4)","v":0},{"$f":"ROUND(AF100*Beregn1!$I$30,4)","v":0},{"$f":"ROUND(AG100*Beregn1!$I$30,4)","v":0},{"$f":"ROUND(AH100*Beregn1!$I$30,4)","v":0}]
[null,null,null,null,null,null,null,null,null,null,null,null,null,null,null,null,null,null,null,null,null,null,null,null,null,{"$f":"IF(OR(W101=0,W101=-1),Beregn1!$E$36,W101)","v":41},true,{"$f":"IF(AND(Z101=41,AA101=FALSE),Beregn1!$E$36,W101)","v":0},null,0,0,0,0,0,null,{"$f":"ROUND(AD101*Beregn1!$I$30,4)","v":0},{"$f":"ROUND(AE101*Beregn1!$I$30,4)","v":0},{"$f":"ROUND(AF101*Beregn1!$I$30,4)","v":0},{"$f":"ROUND(AG101*Beregn1!$I$30,4)","v":0},{"$f":"ROUND(AH101*Beregn1!$I$30,4)","v":0}]
[null,null,null,null,null,null,null,null,null,null,null,null,null,null,null,null,null,null,null,null,null,null,null,null,null,{"$f":"IF(OR(W102=0,W102=-1),Beregn1!$E$36,W102)","v":41},true,{"$f":"IF(AND(Z102=41,AA102=FALSE),Beregn1!$E$36,W102)","v":0},null,0,0,0,0,0,null,{"$f":"ROUND(AD102*Beregn1!$I$30,4)","v":0},{"$f":"ROUND(AE102*Beregn1!$I$30,4)","v":0},{"$f":"ROUND(AF102*Beregn1!$I$30,4)","v":0},{"$f":"ROUND(AG102*Beregn1!$I$30,4)","v":0},{"$f":"ROUND(AH102*Beregn1!$I$30,4)","v":0}]
[null,null,null,null,null,null,null,null,null,null,null,null,null,null,null,null,null,null,null,null,null,null,null,null,null,{"$f":"IF(OR(W103=0,W103=-1),Beregn1!$E$36,W103)","v":41},true,{"$f":"IF(AND(Z103=41,AA103=FALSE),Beregn1!$E$36,W103)","v":0},null,0,0,0,0,0,null,{"$f":"ROUND(AD103*Beregn1!$I$30,4)","v":0},{"$f":"ROUND(AE103*Beregn1!$I$30,4)","v":0},{"$f":"ROUND(AF103*Beregn1!$I$30,4)","v":0},{"$f":"ROUND(AG103*Beregn1!$I$30,4)","v":0},{"$f":"ROUND(AH103*Beregn1!$I$30,4)","v":0}]
[null,null,null,null,null,null,null,null,null,null,null,null,null,null,null,null,null,null,null,null,null,null,null,null,null,{"$f":"IF(OR(W104=0,W104=-1),Beregn1!$E$36,W104)","v":41},true,{"$f":"IF(AND(Z104=41,AA104=FALSE),Beregn1!$E$36,W104)","v":0},null,0,0,0,0,0,null,{"$f":"ROUND(AD104*Beregn1!$I$30,4)","v":0},{"$f":"ROUND(AE104*Beregn1!$I$30,4)","v":0},{"$f":"ROUND(AF104*Beregn1!$I$30,4)","v":0},{"$f":"ROUND(AG104*Beregn1!$I$30,4)","v":0},{"$f":"ROUND(AH104*Beregn1!$I$30,4)","v":0}]
[null,null,null,null,null,null,null,null,null,null,null,null,null,null,null,null,null,null,null,null,null,null,null,null,null,{"$f":"IF(OR(W105=0,W105=-1),Beregn1!$E$36,W105)","v":41},true,{"$f":"IF(AND(Z105=41,AA105=FALSE),Beregn1!$E$36,W105)","v":0},null,0,0,0,0,0,null,{"$f":"ROUND(AD105*Beregn1!$I$30,4)","v":0},{"$f":"ROUND(AE105*Beregn1!$I$30,4)","v":0},{"$f":"ROUND(AF105*Beregn1!$I$30,4)","v":0},{"$f":"ROUND(AG105*Beregn1!$I$30,4)","v":0},{"$f":"ROUND(AH105*Beregn1!$I$30,4)","v":0}]
[null,null,null,null,null,null,null,null,null,null,null,null,null,null,null,null,null,null,null,null,null,null,null,null,null,{"$f":"IF(OR(W106=0,W106=-1),Beregn1!$E$36,W106)","v":41},true,{"$f":"IF(AND(Z106=41,AA106=FALSE),Beregn1!$E$36,W106)","v":0},null,0,0,0,0,0,null,{"$f":"ROUND(AD106*Beregn1!$I$30,4)","v":0},{"$f":"ROUND(AE106*Beregn1!$I$30,4)","v":0},{"$f":"ROUND(AF106*Beregn1!$I$30,4)","v":0},{"$f":"ROUND(AG106*Beregn1!$I$30,4)","v":0},{"$f":"ROUND(AH106*Beregn1!$I$30,4)","v":0}]
[null,null,null,null,null,null,null,null,null,null,null,null,null,null,null,null,null,null,null,null,null,null,null,null,null,{"$f":"IF(OR(W107=0,W107=-1),Beregn1!$E$36,W107)","v":41},true,{"$f":"IF(AND(Z107=41,AA107=FALSE),Beregn1!$E$36,W107)","v":0},null,0,0,0,0,0,null,{"$f":"ROUND(AD107*Beregn1!$I$30,4)","v":0},{"$f":"ROUND(AE107*Beregn1!$I$30,4)","v":0},{"$f":"ROUND(AF107*Beregn1!$I$30,4)","v":0},{"$f":"ROUND(AG107*Beregn1!$I$30,4)","v":0},{"$f":"ROUND(AH107*Beregn1!$I$30,4)","v":0}]
[null,null,null,null,null,null,null,null,null,null,null,null,null,null,null,null,null,null,null,null,null,null,null,null,null,{"$f":"IF(OR(W108=0,W108=-1),Beregn1!$E$36,W108)","v":41},true,{"$f":"IF(AND(Z108=41,AA108=FALSE),Beregn1!$E$36,W108)","v":0},null,0,0,0,0,0,null,{"$f":"ROUND(AD108*Beregn1!$I$30,4)","v":0},{"$f":"ROUND(AE108*Beregn1!$I$30,4)","v":0},{"$f":"ROUND(AF108*Beregn1!$I$30,4)","v":0},{"$f":"ROUND(AG108*Beregn1!$I$30,4)","v":0},{"$f":"ROUND(AH108*Beregn1!$I$30,4)","v":0}]
[null,null,null,null,null,null,null,null,null,null,null,null,null,null,null,null,null,null,null,null,null,null,null,null,null,{"$f":"IF(OR(W109=0,W109=-1),Beregn1!$E$36,W109)","v":41},true,{"$f":"IF(AND(Z109=41,AA109=FALSE),Beregn1!$E$36,W109)","v":0},null,0,0,0,0,0,null,{"$f":"ROUND(AD109*Beregn1!$I$30,4)","v":0},{"$f":"ROUND(AE109*Beregn1!$I$30,4)","v":0},{"$f":"ROUND(AF109*Beregn1!$I$30,4)","v":0},{"$f":"ROUND(AG109*Beregn1!$I$30,4)","v":0},{"$f":"ROUND(AH109*Beregn1!$I$30,4)","v":0}]
[null,null,null,null,null,null,null,null,null,null,null,null,null,null,null,null,null,null,null,null,null,null,null,null,null,{"$f":"IF(OR(W110=0,W110=-1),Beregn1!$E$36,W110)","v":41},true,{"$f":"IF(AND(Z110=41,AA110=FALSE),Beregn1!$E$36,W110)","v":0},null,0,0,0,0,0,null,{"$f":"ROUND(AD110*Beregn1!$I$30,4)","v":0},{"$f":"ROUND(AE110*Beregn1!$I$30,4)","v":0},{"$f":"ROUND(AF110*Beregn1!$I$30,4)","v":0},{"$f":"ROUND(AG110*Beregn1!$I$30,4)","v":0},{"$f":"ROUND(AH110*Beregn1!$I$30,4)","v":0}]
[null,null,null,null,null,null,null,null,null,null,null,null,null,null,null,null,null,null,null,null,null,null,null,null,null,{"$f":"IF(OR(W111=0,W111=-1),Beregn1!$E$36,W111)","v":41},true,{"$f":"IF(AND(Z111=41,AA111=FALSE),Beregn1!$E$36,W111)","v":0},null,0,0,0,0,0,null,{"$f":"ROUND(AD111*Beregn1!$I$30,4)","v":0},{"$f":"ROUND(AE111*Beregn1!$I$30,4)","v":0},{"$f":"ROUND(AF111*Beregn1!$I$30,4)","v":0},{"$f":"ROUND(AG111*Beregn1!$I$30,4)","v":0},{"$f":"ROUND(AH111*Beregn1!$I$30,4)","v":0}]
[null,null,null,null,null,null,null,null,null,null,null,null,null,null,null,null,null,null,null,null,null,null,null,null,null,{"$f":"IF(OR(W112=0,W112=-1),Beregn1!$E$36,W112)","v":41},true,{"$f":"IF(AND(Z112=41,AA112=FALSE),Beregn1!$E$36,W112)","v":0},null,0,0,0,0,0,null,{"$f":"ROUND(AD112*Beregn1!$I$30,4)","v":0},{"$f":"ROUND(AE112*Beregn1!$I$30,4)","v":0},{"$f":"ROUND(AF112*Beregn1!$I$30,4)","v":0},{"$f":"ROUND(AG112*Beregn1!$I$30,4)","v":0},{"$f":"ROUND(AH112*Beregn1!$I$30,4)","v":0}]
[null,null,null,null,null,null,null,null,null,null,null,null,null,null,null,null,null,null,null,null,null,null,null,null,null,{"$f":"IF(OR(W113=0,W113=-1),Beregn1!$E$36,W113)","v":41},true,{"$f":"IF(AND(Z113=41,AA113=FALSE),Beregn1!$E$36,W113)","v":0},null,0,0,0,0,0,null,{"$f":"ROUND(AD113*Beregn1!$I$30,4)","v":0},{"$f":"ROUND(AE113*Beregn1!$I$30,4)","v":0},{"$f":"ROUND(AF113*Beregn1!$I$30,4)","v":0},{"$f":"ROUND(AG113*Beregn1!$I$30,4)","v":0},{"$f":"ROUND(AH113*Beregn1!$I$30,4)","v":0}]
[null,null,null,null,null,null,null,null,null,null,null,null,null,null,null,null,null,null,null,null,null,null,null,null,null,{"$f":"IF(OR(W114=0,W114=-1),Beregn1!$E$36,W114)","v":41},true,{"$f":"IF(AND(Z114=41,AA114=FALSE),Beregn1!$E$36,W114)","v":0},null,0,0,0,0,0,null,{"$f":"ROUND(AD114*Beregn1!$I$30,4)","v":0},{"$f":"ROUND(AE114*Beregn1!$I$30,4)","v":0},{"$f":"ROUND(AF114*Beregn1!$I$30,4)","v":0},{"$f":"ROUND(AG114*Beregn1!$I$30,4)","v":0},{"$f":"ROUND(AH114*Beregn1!$I$30,4)","v":0}]
[null,null,null,null,null,null,null,null,null,null,null,null,null,null,null,null,null,null,null,null,null,null,null,null,null,{"$f":"IF(OR(W115=0,W115=-1),Beregn1!$E$36,W115)","v":41},true,{"$f":"IF(AND(Z115=41,AA115=FALSE),Beregn1!$E$36,W115)","v":0},null,0,0,0,0,0,null,{"$f":"ROUND(AD115*Beregn1!$I$30,4)","v":0},{"$f":"ROUND(AE115*Beregn1!$I$30,4)","v":0},{"$f":"ROUND(AF115*Beregn1!$I$30,4)","v":0},{"$f":"ROUND(AG115*Beregn1!$I$30,4)","v":0},{"$f":"ROUND(AH115*Beregn1!$I$30,4)","v":0}]
[null,null,null,null,null,null,null,null,null,null,null,null,null,null,null,null,null,null,null,null,null,null,null,null,null,{"$f":"IF(OR(W116=0,W116=-1),Beregn1!$E$36,W116)","v":41},true,{"$f":"IF(AND(Z116=41,AA116=FALSE),Beregn1!$E$36,W116)","v":0},null,0,0,0,0,0,null,{"$f":"ROUND(AD116*Beregn1!$I$30,4)","v":0},{"$f":"ROUND(AE116*Beregn1!$I$30,4)","v":0},{"$f":"ROUND(AF116*Beregn1!$I$30,4)","v":0},{"$f":"ROUND(AG116*Beregn1!$I$30,4)","v":0},{"$f":"ROUND(AH116*Beregn1!$I$30,4)","v":0}]
[null,null,null,null,null,null,null,null,null,null,null,null,null,null,null,null,null,null,null,null,null,null,null,null,null,{"$f":"IF(OR(W117=0,W117=-1),Beregn1!$E$36,W117)","v":41},true,{"$f":"IF(AND(Z117=41,AA117=FALSE),Beregn1!$E$36,W117)","v":0},null,0,0,0,0,0,null,{"$f":"ROUND(AD117*Beregn1!$I$30,4)","v":0},{"$f":"ROUND(AE117*Beregn1!$I$30,4)","v":0},{"$f":"ROUND(AF117*Beregn1!$I$30,4)","v":0},{"$f":"ROUND(AG117*Beregn1!$I$30,4)","v":0},{"$f":"ROUND(AH117*Beregn1!$I$30,4)","v":0}]
[null,null,null,null,null,null,null,null,null,null,null,null,null,null,null,null,null,null,null,null,null,null,null,null,null,{"$f":"IF(OR(W118=0,W118=-1),Beregn1!$E$36,W118)","v":41},true,{"$f":"IF(AND(Z118=41,AA118=FALSE),Beregn1!$E$36,W118)","v":0},null,0,0,0,0,0,null,{"$f":"ROUND(AD118*Beregn1!$I$30,4)","v":0},{"$f":"ROUND(AE118*Beregn1!$I$30,4)","v":0},{"$f":"ROUND(AF118*Beregn1!$I$30,4)","v":0},{"$f":"ROUND(AG118*Beregn1!$I$30,4)","v":0},{"$f":"ROUND(AH118*Beregn1!$I$30,4)","v":0}]
[null,null,null,null,null,null,null,null,null,null,null,null,null,null,null,null,null,null,null,null,null,null,null,null,null,{"$f":"IF(OR(W119=0,W119=-1),Beregn1!$E$36,W119)","v":41},true,{"$f":"IF(AND(Z119=41,AA119=FALSE),Beregn1!$E$36,W119)","v":0},null,0,0,0,0,0,null,{"$f":"ROUND(AD119*Beregn1!$I$30,4)","v":0},{"$f":"ROUND(AE119*Beregn1!$I$30,4)","v":0},{"$f":"ROUND(AF119*Beregn1!$I$30,4)","v":0},{"$f":"ROUND(AG119*Beregn1!$I$30,4)","v":0},{"$f":"ROUND(AH119*Beregn1!$I$30,4)","v":0}]
[null,null,null,null,null,null,null,null,null,null,null,null,null,null,null,null,null,null,null,null,null,null,null,null,null,{"$f":"IF(OR(W120=0,W120=-1),Beregn1!$E$36,W120)","v":41},true,{"$f":"IF(AND(Z120=41,AA120=FALSE),Beregn1!$E$36,W120)","v":0},null,0,0,0,0,0,null,{"$f":"ROUND(AD120*Beregn1!$I$30,4)","v":0},{"$f":"ROUND(AE120*Beregn1!$I$30,4)","v":0},{"$f":"ROUND(AF120*Beregn1!$I$30,4)","v":0},{"$f":"ROUND(AG120*Beregn1!$I$30,4)","v":0},{"$f":"ROUND(AH120*Beregn1!$I$30,4)","v":0}]
[null,null,null,null,null,null,null,null,null,null,null,null,null,null,null,null,null,null,null,null,null,null,null,null,null,{"$f":"IF(OR(W121=0,W121=-1),Beregn1!$E$36,W121)","v":41},true,{"$f":"IF(AND(Z121=41,AA121=FALSE),Beregn1!$E$36,W121)","v":0},null,0,0,0,0,0,null,{"$f":"ROUND(AD121*Beregn1!$I$30,4)","v":0},{"$f":"ROUND(AE121*Beregn1!$I$30,4)","v":0},{"$f":"ROUND(AF121*Beregn1!$I$30,4)","v":0},{"$f":"ROUND(AG121*Beregn1!$I$30,4)","v":0},{"$f":"ROUND(AH121*Beregn1!$I$30,4)","v":0}]
[null,null,null,null,null,null,null,null,null,null,null,null,null,null,null,null,null,null,null,null,null,null,null,null,null,{"$f":"IF(OR(W122=0,W122=-1),Beregn1!$E$36,W122)","v":41},true,{"$f":"IF(AND(Z122=41,AA122=FALSE),Beregn1!$E$36,W122)","v":0},null,0,0,0,0,0,null,{"$f":"ROUND(AD122*Beregn1!$I$30,4)","v":0},{"$f":"ROUND(AE122*Beregn1!$I$30,4)","v":0},{"$f":"ROUND(AF122*Beregn1!$I$30,4)","v":0},{"$f":"ROUND(AG122*Beregn1!$I$30,4)","v":0},{"$f":"ROUND(AH122*Beregn1!$I$30,4)","v":0}]
[null,null,null,null,null,null,null,null,null,null,null,null,null,null,null,null,null,null,null,null,null,null,null,null,null,{"$f":"IF(OR(W123=0,W123=-1),Beregn1!$E$36,W123)","v":41},true,{"$f":"IF(AND(Z123=41,AA123=FALSE),Beregn1!$E$36,W123)","v":0},null,0,0,0,0,0,null,{"$f":"ROUND(AD123*Beregn1!$I$30,4)","v":0},{"$f":"ROUND(AE123*Beregn1!$I$30,4)","v":0},{"$f":"ROUND(AF123*Beregn1!$I$30,4)","v":0},{"$f":"ROUND(AG123*Beregn1!$I$30,4)","v":0},{"$f":"ROUND(AH123*Beregn1!$I$30,4)","v":0}]
[null,null,null,null,null,null,null,null,null,null,null,null,null,null,null,null,null,null,null,null,null,null,null,null,null,{"$f":"IF(OR(W124=0,W124=-1),Beregn1!$E$36,W124)","v":41},true,{"$f":"IF(AND(Z124=41,AA124=FALSE),Beregn1!$E$36,W124)","v":0},null,0,0,0,0,0,null,{"$f":"ROUND(AD124*Beregn1!$I$30,4)","v":0},{"$f":"ROUND(AE124*Beregn1!$I$30,4)","v":0},{"$f":"ROUND(AF124*Beregn1!$I$30,4)","v":0},{"$f":"ROUND(AG124*Beregn1!$I$30,4)","v":0},{"$f":"ROUND(AH124*Beregn1!$I$30,4)","v":0}]
[null,null,null,null,null,null,null,null,null,null,null,null,null,null,null,null,null,null,null,null,null,null,null,null,null,{"$f":"IF(OR(W125=0,W125=-1),Beregn1!$E$36,W125)","v":41},true,{"$f":"IF(AND(Z125=41,AA125=FALSE),Beregn1!$E$36,W125)","v":0},null,0,0,0,0,0,null,{"$f":"ROUND(AD125*Beregn1!$I$30,4)","v":0},{"$f":"ROUND(AE125*Beregn1!$I$30,4)","v":0},{"$f":"ROUND(AF125*Beregn1!$I$30,4)","v":0},{"$f":"ROUND(AG125*Beregn1!$I$30,4)","v":0},{"$f":"ROUND(AH125*Beregn1!$I$30,4)","v":0}]
[null,null,null,null,null,null,null,null,null,null,null,null,null,null,null,null,null,null,null,null,null,null,null,null,null,{"$f":"IF(OR(W126=0,W126=-1),Beregn1!$E$36,W126)","v":41},true,{"$f":"IF(AND(Z126=41,AA126=FALSE),Beregn1!$E$36,W126)","v":0},null,0,0,0,0,0,null,{"$f":"ROUND(AD126*Beregn1!$I$30,4)","v":0},{"$f":"ROUND(AE126*Beregn1!$I$30,4)","v":0},{"$f":"ROUND(AF126*Beregn1!$I$30,4)","v":0},{"$f":"ROUND(AG126*Beregn1!$I$30,4)","v":0},{"$f":"ROUND(AH126*Beregn1!$I$30,4)","v":0}]
[null,null,null,null,null,null,null,null,null,null,null,null,null,null,null,null,null,null,null,null,null,null,null,null,null,{"$f":"IF(OR(W127=0,W127=-1),Beregn1!$E$36,W127)","v":41},true,{"$f":"IF(AND(Z127=41,AA127=FALSE),Beregn1!$E$36,W127)","v":0},null,0,0,0,0,0,null,{"$f":"ROUND(AD127*Beregn1!$I$30,4)","v":0},{"$f":"ROUND(AE127*Beregn1!$I$30,4)","v":0},{"$f":"ROUND(AF127*Beregn1!$I$30,4)","v":0},{"$f":"ROUND(AG127*Beregn1!$I$30,4)","v":0},{"$f":"ROUND(AH127*Beregn1!$I$30,4)","v":0}]
[null,null,null,null,null,null,null,null,null,null,null,null,null,null,null,null,null,null,null,null,null,null,null,null,null,{"$f":"IF(OR(W128=0,W128=-1),Beregn1!$E$36,W128)","v":41},true,{"$f":"IF(AND(Z128=41,AA128=FALSE),Beregn1!$E$36,W128)","v":0},null,0,0,0,0,0,null,{"$f":"ROUND(AD128*Beregn1!$I$30,4)","v":0},{"$f":"ROUND(AE128*Beregn1!$I$30,4)","v":0},{"$f":"ROUND(AF128*Beregn1!$I$30,4)","v":0},{"$f":"ROUND(AG128*Beregn1!$I$30,4)","v":0},{"$f":"ROUND(AH128*Beregn1!$I$30,4)","v":0}]
[null,null,null,null,null,null,null,null,null,null,null,null,null,null,null,null,null,null,null,null,null,null,null,null,null,{"$f":"IF(OR(W129=0,W129=-1),Beregn1!$E$36,W129)","v":41},true,{"$f":"IF(AND(Z129=41,AA129=FALSE),Beregn1!$E$36,W129)","v":0},null,0,0,0,0,0,null,{"$f":"ROUND(AD129*Beregn1!$I$30,4)","v":0},{"$f":"ROUND(AE129*Beregn1!$I$30,4)","v":0},{"$f":"ROUND(AF129*Beregn1!$I$30,4)","v":0},{"$f":"ROUND(AG129*Beregn1!$I$30,4)","v":0},{"$f":"ROUND(AH129*Beregn1!$I$30,4)","v":0}]
[null,null,null,null,null,null,null,null,null,null,null,null,null,null,null,null,null,null,null,null,null,null,null,null,null,{"$f":"IF(OR(W130=0,W130=-1),Beregn1!$E$36,W130)","v":41},{"$f":"ISBLANK(W130)","v":true},{"$f":"IF(AND(Z130=41,AA130=FALSE),Beregn1!$E$36,W130)","v":0},null,{"$f":"INDEX($P130:$X130,MATCH(\"Evaporated\",$P$1:$X$1,0))","v":0},{"$f":"INDEX($P130:$X130,MATCH(\"Drained\",$P$1:$X$1,0))","v":0},{"$f":"INDEX($P130:$X130,MATCH(\"Overflow\",$P$1:$X$1,0))","v":0},{"$f":"AB130","v":0},{"$f":"INDEX($P130:$X130,MATCH(\"Available_Volume\",$P$1:$X$1,0))","v":0},null,{"$f":"ROUND(AD130*Beregn1!$I$30,4)","v":0},{"$f":"ROUND(AE130*Beregn1!$I$30,4)","v":0},{"$f":"ROUND(AF130*Beregn1!$I$30,4)","v":0},{"$f":"ROUND(AG130*Beregn1!$I$30,4)","v":0},{"$f":"ROUND(AH130*Beregn1!$I$30,4)","v":0}]
[null,null,null,null,null,null,null,null,null,null,null,null,null,null,null,null,null,null,null,null,null,null,null,null,null,{"$f":"IF(OR(W131=0,W131=-1),Beregn1!$E$36,W131)","v":41},true,{"$f":"IF(AND(Z131=41,AA131=FALSE),Beregn1!$E$36,W131)","v":0},null,0,0,0,0,0,null,{"$f":"ROUND(AD131*Beregn1!$I$30,4)","v":0},{"$f":"ROUND(AE131*Beregn1!$I$30,4)","v":0},{"$f":"ROUND(AF131*Beregn1!$I$30,4)","v":0},{"$f":"ROUND(AG131*Beregn1!$I$30,4)","v":0},{"$f":"ROUND(AH131*Beregn1!$I$30,4)","v":0}]
[null,null,null,null,null,null,null,null,null,null,null,null,null,null,null,null,null,null,null,null,null,null,null,null,null,{"$f":"IF(OR(W132=0,W132=-1),Beregn1!$E$36,W132)","v":41},true,{"$f":"IF(AND(Z132=41,AA132=FALSE),Beregn1!$E$36,W132)","v":0},null,0,0,0,0,0,null,{"$f":"ROUND(AD132*Beregn1!$I$30,4)","v":0},{"$f":"ROUND(AE132*Beregn1!$I$30,4)","v":0},{"$f":"ROUND(AF132*Beregn1!$I$30,4)","v":0},{"$f":"ROUND(AG132*Beregn1!$I$30,4)","v":0},{"$f":"ROUND(AH132*Beregn1!$I$30,4)","v":0}]
[null,null,null,null,null,null,null,null,null,null,null,null,null,null,null,null,null,null,null,null,null,null,null,null,null,{"$f":"IF(OR(W133=0,W133=-1),Beregn1!$E$36,W133)","v":41},true,{"$f":"IF(AND(Z133=41,AA133=FALSE),Beregn1!$E$36,W133)","v":0},null,0,0,0,0,0,null,{"$f":"ROUND(AD133*Beregn1!$I$30,4)","v":0},{"$f":"ROUND(AE133*Beregn1!$I$30,4)","v":0},{"$f":"ROUND(AF133*Beregn1!$I$30,4)","v":0},{"$f":"ROUND(AG133*Beregn1!$I$30,4)","v":0},{"$f":"ROUND(AH133*Beregn1!$I$30,4)","v":0}]
[null,null,null,null,null,null,null,null,null,null,null,null,null,null,null,null,null,null,null,null,null,null,null,null,null,{"$f":"IF(OR(W134=0,W134=-1),Beregn1!$E$36,W134)","v":41},true,{"$f":"IF(AND(Z134=41,AA134=FALSE),Beregn1!$E$36,W134)","v":0},null,0,0,0,0,0,null,{"$f":"ROUND(AD134*Beregn1!$I$30,4)","v":0},{"$f":"ROUND(AE134*Beregn1!$I$30,4)","v":0},{"$f":"ROUND(AF134*Beregn1!$I$30,4)","v":0},{"$f":"ROUND(AG134*Beregn1!$I$30,4)","v":0},{"$f":"ROUND(AH134*Beregn1!$I$30,4)","v":0}]
[null,null,null,null,null,null,null,null,null,null,null,null,null,null,null,null,null,null,null,null,null,null,null,null,null,{"$f":"IF(OR(W135=0,W135=-1),Beregn1!$E$36,W135)","v":41},true,{"$f":"IF(AND(Z135=41,AA135=FALSE),Beregn1!$E$36,W135)","v":0},null,0,0,0,0,0,null,{"$f":"ROUND(AD135*Beregn1!$I$30,4)","v":0},{"$f":"ROUND(AE135*Beregn1!$I$30,4)","v":0},{"$f":"ROUND(AF135*Beregn1!$I$30,4)","v":0},{"$f":"ROUND(AG135*Beregn1!$I$30,4)","v":0},{"$f":"ROUND(AH135*Beregn1!$I$30,4)","v":0}]
[null,null,null,null,null,null,null,null,null,null,null,null,null,null,null,null,null,null,null,null,null,null,null,null,null,{"$f":"IF(OR(W136=0,W136=-1),Beregn1!$E$36,W136)","v":41},true,{"$f":"IF(AND(Z136=41,AA136=FALSE),Beregn1!$E$36,W136)","v":0},null,0,0,0,0,0,null,{"$f":"ROUND(AD136*Beregn1!$I$30,4)","v":0},{"$f":"ROUND(AE136*Beregn1!$I$30,4)","v":0},{"$f":"ROUND(AF136*Beregn1!$I$30,4)","v":0},{"$f":"ROUND(AG136*Beregn1!$I$30,4)","v":0},{"$f":"ROUND(AH136*Beregn1!$I$30,4)","v":0}]
[null,null,null,null,null,null,null,null,null,null,null,null,null,null,null,null,null,null,null,null,null,null,null,null,null,{"$f":"IF(OR(W137=0,W137=-1),Beregn1!$E$36,W137)","v":41},true,{"$f":"IF(AND(Z137=41,AA137=FALSE),Beregn1!$E$36,W137)","v":0},null,0,0,0,0,0,null,{"$f":"ROUND(AD137*Beregn1!$I$30,4)","v":0},{"$f":"ROUND(AE137*Beregn1!$I$30,4)","v":0},{"$f":"ROUND(AF137*Beregn1!$I$30,4)","v":0},{"$f":"ROUND(AG137*Beregn1!$I$30,4)","v":0},{"$f":"ROUND(AH137*Beregn1!$I$30,4)","v":0}]
[null,null,null,null,null,null,null,null,null,null,null,null,null,null,null,null,null,null,null,null,null,null,null,null,null,{"$f":"IF(OR(W138=0,W138=-1),Beregn1!$E$36,W138)","v":41},true,{"$f":"IF(AND(Z138=41,AA138=FALSE),Beregn1!$E$36,W138)","v":0},null,0,0,0,0,0,null,{"$f":"ROUND(AD138*Beregn1!$I$30,4)","v":0},{"$f":"ROUND(AE138*Beregn1!$I$30,4)","v":0},{"$f":"ROUND(AF138*Beregn1!$I$30,4)","v":0},{"$f":"ROUND(AG138*Beregn1!$I$30,4)","v":0},{"$f":"ROUND(AH138*Beregn1!$I$30,4)","v":0}]
[null,null,null,null,null,null,null,null,null,null,null,null,null,null,null,null,null,null,null,null,null,null,null,null,null,{"$f":"IF(OR(W139=0,W139=-1),Beregn1!$E$36,W139)","v":41},true,{"$f":"IF(AND(Z139=41,AA139=FALSE),Beregn1!$E$36,W139)","v":0},null,0,0,0,0,0,null,{"$f":"ROUND(AD139*Beregn1!$I$30,4)","v":0},{"$f":"ROUND(AE139*Beregn1!$I$30,4)","v":0},{"$f":"ROUND(AF139*Beregn1!$I$30,4)","v":0},{"$f":"ROUND(AG139*Beregn1!$I$30,4)","v":0},{"$f":"ROUND(AH139*Beregn1!$I$30,4)","v":0}]
[null,null,null,null,null,null,null,null,null,null,null,null,null,null,null,null,null,null,null,null,null,null,null,null,null,{"$f":"IF(OR(W140=0,W140=-1),Beregn1!$E$36,W140)","v":41},true,{"$f":"IF(AND(Z140=41,AA140=FALSE),Beregn1!$E$36,W140)","v":0},null,0,0,0,0,0,null,{"$f":"ROUND(AD140*Beregn1!$I$30,4)","v":0},{"$f":"ROUND(AE140*Beregn1!$I$30,4)","v":0},{"$f":"ROUND(AF140*Beregn1!$I$30,4)","v":0},{"$f":"ROUND(AG140*Beregn1!$I$30,4)","v":0},{"$f":"ROUND(AH140*Beregn1!$I$30,4)","v":0}]
[null,null,null,null,null,null,null,null,null,null,null,null,null,null,null,null,null,null,null,null,null,null,null,null,null,{"$f":"IF(OR(W141=0,W141=-1),Beregn1!$E$36,W141)","v":41},true,{"$f":"IF(AND(Z141=41,AA141=FALSE),Beregn1!$E$36,W141)","v":0},null,0,0,0,0,0,null,{"$f":"ROUND(AD141*Beregn1!$I$30,4)","v":0},{"$f":"ROUND(AE141*Beregn1!$I$30,4)","v":0},{"$f":"ROUND(AF141*Beregn1!$I$30,4)","v":0},{"$f":"ROUND(AG141*Beregn1!$I$30,4)","v":0},{"$f":"ROUND(AH141*Beregn1!$I$30,4)","v":0}]
[null,null,null,null,null,null,null,null,null,null,null,null,null,null,null,null,null,null,null,null,null,null,null,null,null,{"$f":"IF(OR(W142=0,W142=-1),Beregn1!$E$36,W142)","v":41},true,{"$f":"IF(AND(Z142=41,AA142=FALSE),Beregn1!$E$36,W142)","v":0},null,0,0,0,0,0,null,{"$f":"ROUND(AD142*Beregn1!$I$30,4)","v":0},{"$f":"ROUND(AE142*Beregn1!$I$30,4)","v":0},{"$f":"ROUND(AF142*Beregn1!$I$30,4)","v":0},{"$f":"ROUND(AG142*Beregn1!$I$30,4)","v":0},{"$f":"ROUND(AH142*Beregn1!$I$30,4)","v":0}]
[null,null,null,null,null,null,null,null,null,null,null,null,null,null,null,null,null,null,null,null,null,null,null,null,null,{"$f":"IF(OR(W143=0,W143=-1),Beregn1!$E$36,W143)","v":41},true,{"$f":"IF(AND(Z143=41,AA143=FALSE),Beregn1!$E$36,W143)","v":0},null,0,0,0,0,0,null,{"$f":"ROUND(AD143*Beregn1!$I$30,4)","v":0},{"$f":"ROUND(AE143*Beregn1!$I$30,4)","v":0},{"$f":"ROUND(AF143*Beregn1!$I$30,4)","v":0},{"$f":"ROUND(AG143*Beregn1!$I$30,4)","v":0},{"$f":"ROUND(AH143*Beregn1!$I$30,4)","v":0}]
[null,null,null,null,null,null,null,null,null,null,null,null,null,null,null,null,null,null,null,null,null,null,null,null,null,{"$f":"IF(OR(W144=0,W144=-1),Beregn1!$E$36,W144)","v":41},true,{"$f":"IF(AND(Z144=41,AA144=FALSE),Beregn1!$E$36,W144)","v":0},null,0,0,0,0,0,null,{"$f":"ROUND(AD144*Beregn1!$I$30,4)","v":0},{"$f":"ROUND(AE144*Beregn1!$I$30,4)","v":0},{"$f":"ROUND(AF144*Beregn1!$I$30,4)","v":0},{"$f":"ROUND(AG144*Beregn1!$I$30,4)","v":0},{"$f":"ROUND(AH144*Beregn1!$I$30,4)","v":0}]
[null,null,null,null,null,null,null,null,null,null,null,null,null,null,null,null,null,null,null,null,null,null,null,null,null,{"$f":"IF(OR(W145=0,W145=-1),Beregn1!$E$36,W145)","v":41},true,{"$f":"IF(AND(Z145=41,AA145=FALSE),Beregn1!$E$36,W145)","v":0},null,0,0,0,0,0,null,{"$f":"ROUND(AD145*Beregn1!$I$30,4)","v":0},{"$f":"ROUND(AE145*Beregn1!$I$30,4)","v":0},{"$f":"ROUND(AF145*Beregn1!$I$30,4)","v":0},{"$f":"ROUND(AG145*Beregn1!$I$30,4)","v":0},{"$f":"ROUND(AH145*Beregn1!$I$30,4)","v":0}]
[null,null,null,null,null,null,null,null,null,null,null,null,null,null,null,null,null,null,null,null,null,null,null,null,null,{"$f":"IF(OR(W146=0,W146=-1),Beregn1!$E$36,W146)","v":41},true,{"$f":"IF(AND(Z146=41,AA146=FALSE),Beregn1!$E$36,W146)","v":0},null,0,0,0,0,0,null,{"$f":"ROUND(AD146*Beregn1!$I$30,4)","v":0},{"$f":"ROUND(AE146*Beregn1!$I$30,4)","v":0},{"$f":"ROUND(AF146*Beregn1!$I$30,4)","v":0},{"$f":"ROUND(AG146*Beregn1!$I$30,4)","v":0},{"$f":"ROUND(AH146*Beregn1!$I$30,4)","v":0}]
[null,null,null,null,null,null,null,null,null,null,null,null,null,null,null,null,null,null,null,null,null,null,null,null,null,{"$f":"IF(OR(W147=0,W147=-1),Beregn1!$E$36,W147)","v":41},true,{"$f":"IF(AND(Z147=41,AA147=FALSE),Beregn1!$E$36,W147)","v":0},null,0,0,0,0,0,null,{"$f":"ROUND(AD147*Beregn1!$I$30,4)","v":0},{"$f":"ROUND(AE147*Beregn1!$I$30,4)","v":0},{"$f":"ROUND(AF147*Beregn1!$I$30,4)","v":0},{"$f":"ROUND(AG147*Beregn1!$I$30,4)","v":0},{"$f":"ROUND(AH147*Beregn1!$I$30,4)","v":0}]
[null,null,null,null,null,null,null,null,null,null,null,null,null,null,null,null,null,null,null,null,null,null,null,null,null,{"$f":"IF(OR(W148=0,W148=-1),Beregn1!$E$36,W148)","v":41},true,{"$f":"IF(AND(Z148=41,AA148=FALSE),Beregn1!$E$36,W148)","v":0},null,0,0,0,0,0,null,{"$f":"ROUND(AD148*Beregn1!$I$30,4)","v":0},{"$f":"ROUND(AE148*Beregn1!$I$30,4)","v":0},{"$f":"ROUND(AF148*Beregn1!$I$30,4)","v":0},{"$f":"ROUND(AG148*Beregn1!$I$30,4)","v":0},{"$f":"ROUND(AH148*Beregn1!$I$30,4)","v":0}]
[null,null,null,null,null,null,null,null,null,null,null,null,null,null,null,null,null,null,null,null,null,null,null,null,null,{"$f":"IF(OR(W149=0,W149=-1),Beregn1!$E$36,W149)","v":41},true,{"$f":"IF(AND(Z149=41,AA149=FALSE),Beregn1!$E$36,W149)","v":0},null,0,0,0,0,0,null,{"$f":"ROUND(AD149*Beregn1!$I$30,4)","v":0},{"$f":"ROUND(AE149*Beregn1!$I$30,4)","v":0},{"$f":"ROUND(AF149*Beregn1!$I$30,4)","v":0},{"$f":"ROUND(AG149*Beregn1!$I$30,4)","v":0},{"$f":"ROUND(AH149*Beregn1!$I$30,4)","v":0}]
[null,null,null,null,null,null,null,null,null,null,null,null,null,null,null,null,null,null,null,null,null,null,null,null,null,{"$f":"IF(OR(W150=0,W150=-1),Beregn1!$E$36,W150)","v":41},true,{"$f":"IF(AND(Z150=41,AA150=FALSE),Beregn1!$E$36,W150)","v":0},null,0,0,0,0,0,null,{"$f":"ROUND(AD150*Beregn1!$I$30,4)","v":0},{"$f":"ROUND(AE150*Beregn1!$I$30,4)","v":0},{"$f":"ROUND(AF150*Beregn1!$I$30,4)","v":0},{"$f":"ROUND(AG150*Beregn1!$I$30,4)","v":0},{"$f":"ROUND(AH150*Beregn1!$I$30,4)","v":0}]
[null,null,null,null,null,null,null,null,null,null,null,null,null,null,null,null,null,null,null,null,null,null,null,null,null,{"$f":"IF(OR(W151=0,W151=-1),Beregn1!$E$36,W151)","v":41},true,{"$f":"IF(AND(Z151=41,AA151=FALSE),Beregn1!$E$36,W151)","v":0},null,0,0,0,0,0,null,{"$f":"ROUND(AD151*Beregn1!$I$30,4)","v":0},{"$f":"ROUND(AE151*Beregn1!$I$30,4)","v":0},{"$f":"ROUND(AF151*Beregn1!$I$30,4)","v":0},{"$f":"ROUND(AG151*Beregn1!$I$30,4)","v":0},{"$f":"ROUND(AH151*Beregn1!$I$30,4)","v":0}]
[null,null,null,null,null,null,null,null,null,null,null,null,null,null,null,null,null,null,null,null,null,null,null,null,null,{"$f":"IF(OR(W152=0,W152=-1),Beregn1!$E$36,W152)","v":41},true,{"$f":"IF(AND(Z152=41,AA152=FALSE),Beregn1!$E$36,W152)","v":0},null,0,0,0,0,0,null,{"$f":"ROUND(AD152*Beregn1!$I$30,4)","v":0},{"$f":"ROUND(AE152*Beregn1!$I$30,4)","v":0},{"$f":"ROUND(AF152*Beregn1!$I$30,4)","v":0},{"$f":"ROUND(AG152*Beregn1!$I$30,4)","v":0},{"$f":"ROUND(AH152*Beregn1!$I$30,4)","v":0}]
[null,null,null,null,null,null,null,null,null,null,null,null,null,null,null,null,null,null,null,null,null,null,null,null,null,{"$f":"IF(OR(W153=0,W153=-1),Beregn1!$E$36,W153)","v":41},true,{"$f":"IF(AND(Z153=41,AA153=FALSE),Beregn1!$E$36,W153)","v":0},null,0,0,0,0,0,null,{"$f":"ROUND(AD153*Beregn1!$I$30,4)","v":0},{"$f":"ROUND(AE153*Beregn1!$I$30,4)","v":0},{"$f":"ROUND(AF153*Beregn1!$I$30,4)","v":0},{"$f":"ROUND(AG153*Beregn1!$I$30,4)","v":0},{"$f":"ROUND(AH153*Beregn1!$I$30,4)","v":0}]
[null,null,null,null,null,null,null,null,null,null,null,null,null,null,null,null,null,null,null,null,null,null,null,null,null,{"$f":"IF(OR(W154=0,W154=-1),Beregn1!$E$36,W154)","v":41},true,{"$f":"IF(AND(Z154=41,AA154=FALSE),Beregn1!$E$36,W154)","v":0},null,0,0,0,0,0,null,{"$f":"ROUND(AD154*Beregn1!$I$30,4)","v":0},{"$f":"ROUND(AE154*Beregn1!$I$30,4)","v":0},{"$f":"ROUND(AF154*Beregn1!$I$30,4)","v":0},{"$f":"ROUND(AG154*Beregn1!$I$30,4)","v":0},{"$f":"ROUND(AH154*Beregn1!$I$30,4)","v":0}]
[null,null,null,null,null,null,null,null,null,null,null,null,null,null,null,null,null,null,null,null,null,null,null,null,null,{"$f":"IF(OR(W155=0,W155=-1),Beregn1!$E$36,W155)","v":41},true,{"$f":"IF(AND(Z155=41,AA155=FALSE),Beregn1!$E$36,W155)","v":0},null,0,0,0,0,0,null,{"$f":"ROUND(AD155*Beregn1!$I$30,4)","v":0},{"$f":"ROUND(AE155*Beregn1!$I$30,4)","v":0},{"$f":"ROUND(AF155*Beregn1!$I$30,4)","v":0},{"$f":"ROUND(AG155*Beregn1!$I$30,4)","v":0},{"$f":"ROUND(AH155*Beregn1!$I$30,4)","v":0}]
[null,null,null,null,null,null,null,null,null,null,null,null,null,null,null,null,null,null,null,null,null,null,null,null,null,{"$f":"IF(OR(W156=0,W156=-1),Beregn1!$E$36,W156)","v":41},true,{"$f":"IF(AND(Z156=41,AA156=FALSE),Beregn1!$E$36,W156)","v":0},null,0,0,0,0,0,null,{"$f":"ROUND(AD156*Beregn1!$I$30,4)","v":0},{"$f":"ROUND(AE156*Beregn1!$I$30,4)","v":0},{"$f":"ROUND(AF156*Beregn1!$I$30,4)","v":0},{"$f":"ROUND(AG156*Beregn1!$I$30,4)","v":0},{"$f":"ROUND(AH156*Beregn1!$I$30,4)","v":0}]
[null,null,null,null,null,null,null,null,null,null,null,null,null,null,null,null,null,null,null,null,null,null,null,null,null,{"$f":"IF(OR(W157=0,W157=-1),Beregn1!$E$36,W157)","v":41},true,{"$f":"IF(AND(Z157=41,AA157=FALSE),Beregn1!$E$36,W157)","v":0},null,0,0,0,0,0,null,{"$f":"ROUND(AD157*Beregn1!$I$30,4)","v":0},{"$f":"ROUND(AE157*Beregn1!$I$30,4)","v":0},{"$f":"ROUND(AF157*Beregn1!$I$30,4)","v":0},{"$f":"ROUND(AG157*Beregn1!$I$30,4)","v":0},{"$f":"ROUND(AH157*Beregn1!$I$30,4)","v":0}]
[null,null,null,null,null,null,null,null,null,null,null,null,null,null,null,null,null,null,null,null,null,null,null,null,null,{"$f":"IF(OR(W158=0,W158=-1),Beregn1!$E$36,W158)","v":41},true,{"$f":"IF(AND(Z158=41,AA158=FALSE),Beregn1!$E$36,W158)","v":0},null,0,0,0,0,0,null,{"$f":"ROUND(AD158*Beregn1!$I$30,4)","v":0},{"$f":"ROUND(AE158*Beregn1!$I$30,4)","v":0},{"$f":"ROUND(AF158*Beregn1!$I$30,4)","v":0},{"$f":"ROUND(AG158*Beregn1!$I$30,4)","v":0},{"$f":"ROUND(AH158*Beregn1!$I$30,4)","v":0}]
[null,null,null,null,null,null,null,null,null,null,null,null,null,null,null,null,null,null,null,null,null,null,null,null,null,{"$f":"IF(OR(W159=0,W159=-1),Beregn1!$E$36,W159)","v":41},true,{"$f":"IF(AND(Z159=41,AA159=FALSE),Beregn1!$E$36,W159)","v":0},null,0,0,0,0,0,null,{"$f":"ROUND(AD159*Beregn1!$I$30,4)","v":0},{"$f":"ROUND(AE159*Beregn1!$I$30,4)","v":0},{"$f":"ROUND(AF159*Beregn1!$I$30,4)","v":0},{"$f":"ROUND(AG159*Beregn1!$I$30,4)","v":0},{"$f":"ROUND(AH159*Beregn1!$I$30,4)","v":0}]
[null,null,null,null,null,null,null,null,null,null,null,null,null,null,null,null,null,null,null,null,null,null,null,null,null,{"$f":"IF(OR(W160=0,W160=-1),Beregn1!$E$36,W160)","v":41},true,{"$f":"IF(AND(Z160=41,AA160=FALSE),Beregn1!$E$36,W160)","v":0},null,0,0,0,0,0,null,{"$f":"ROUND(AD160*Beregn1!$I$30,4)","v":0},{"$f":"ROUND(AE160*Beregn1!$I$30,4)","v":0},{"$f":"ROUND(AF160*Beregn1!$I$30,4)","v":0},{"$f":"ROUND(AG160*Beregn1!$I$30,4)","v":0},{"$f":"ROUND(AH160*Beregn1!$I$30,4)","v":0}]
[null,null,null,null,null,null,null,null,null,null,null,null,null,null,null,null,null,null,null,null,null,null,null,null,null,{"$f":"IF(OR(W161=0,W161=-1),Beregn1!$E$36,W161)","v":41},true,{"$f":"IF(AND(Z161=41,AA161=FALSE),Beregn1!$E$36,W161)","v":0},null,0,0,0,0,0,null,{"$f":"ROUND(AD161*Beregn1!$I$30,4)","v":0},{"$f":"ROUND(AE161*Beregn1!$I$30,4)","v":0},{"$f":"ROUND(AF161*Beregn1!$I$30,4)","v":0},{"$f":"ROUND(AG161*Beregn1!$I$30,4)","v":0},{"$f":"ROUND(AH161*Beregn1!$I$30,4)","v":0}]
[null,null,null,null,null,null,null,null,null,null,null,null,null,null,null,null,null,null,null,null,null,null,null,null,null,{"$f":"IF(OR(W162=0,W162=-1),Beregn1!$E$36,W162)","v":41},true,{"$f":"IF(AND(Z162=41,AA162=FALSE),Beregn1!$E$36,W162)","v":0},null,0,0,0,0,0,null,{"$f":"ROUND(AD162*Beregn1!$I$30,4)","v":0},{"$f":"ROUND(AE162*Beregn1!$I$30,4)","v":0},{"$f":"ROUND(AF162*Beregn1!$I$30,4)","v":0},{"$f":"ROUND(AG162*Beregn1!$I$30,4)","v":0},{"$f":"ROUND(AH162*Beregn1!$I$30,4)","v":0}]
[null,null,null,null,null,null,null,null,null,null,null,null,null,null,null,null,null,null,null,null,null,null,null,null,null,{"$f":"IF(OR(W163=0,W163=-1),Beregn1!$E$36,W163)","v":41},true,{"$f":"IF(AND(Z163=41,AA163=FALSE),Beregn1!$E$36,W163)","v":0},null,0,0,0,0,0,null,{"$f":"ROUND(AD163*Beregn1!$I$30,4)","v":0},{"$f":"ROUND(AE163*Beregn1!$I$30,4)","v":0},{"$f":"ROUND(AF163*Beregn1!$I$30,4)","v":0},{"$f":"ROUND(AG163*Beregn1!$I$30,4)","v":0},{"$f":"ROUND(AH163*Beregn1!$I$30,4)","v":0}]
[null,null,null,null,null,null,null,null,null,null,null,null,null,null,null,null,null,null,null,null,null,null,null,null,null,{"$f":"IF(OR(W164=0,W164=-1),Beregn1!$E$36,W164)","v":41},true,{"$f":"IF(AND(Z164=41,AA164=FALSE),Beregn1!$E$36,W164)","v":0},null,0,0,0,0,0,null,{"$f":"ROUND(AD164*Beregn1!$I$30,4)","v":0},{"$f":"ROUND(AE164*Beregn1!$I$30,4)","v":0},{"$f":"ROUND(AF164*Beregn1!$I$30,4)","v":0},{"$f":"ROUND(AG164*Beregn1!$I$30,4)","v":0},{"$f":"ROUND(AH164*Beregn1!$I$30,4)","v":0}]
[null,null,null,null,null,null,null,null,null,null,null,null,null,null,null,null,null,null,null,null,null,null,null,null,null,{"$f":"IF(OR(W165=0,W165=-1),Beregn1!$E$36,W165)","v":41},true,{"$f":"IF(AND(Z165=41,AA165=FALSE),Beregn1!$E$36,W165)","v":0},null,0,0,0,0,0,null,{"$f":"ROUND(AD165*Beregn1!$I$30,4)","v":0},{"$f":"ROUND(AE165*Beregn1!$I$30,4)","v":0},{"$f":"ROUND(AF165*Beregn1!$I$30,4)","v":0},{"$f":"ROUND(AG165*Beregn1!$I$30,4)","v":0},{"$f":"ROUND(AH165*Beregn1!$I$30,4)","v":0}]
[null,null,null,null,null,null,null,null,null,null,null,null,null,null,null,null,null,null,null,null,null,null,null,null,null,{"$f":"IF(OR(W166=0,W166=-1),Beregn1!$E$36,W166)","v":41},true,{"$f":"IF(AND(Z166=41,AA166=FALSE),Beregn1!$E$36,W166)","v":0},null,0,0,0,0,0,null,{"$f":"ROUND(AD166*Beregn1!$I$30,4)","v":0},{"$f":"ROUND(AE166*Beregn1!$I$30,4)","v":0},{"$f":"ROUND(AF166*Beregn1!$I$30,4)","v":0},{"$f":"ROUND(AG166*Beregn1!$I$30,4)","v":0},{"$f":"ROUND(AH166*Beregn1!$I$30,4)","v":0}]
[null,null,null,null,null,null,null,null,null,null,null,null,null,null,null,null,null,null,null,null,null,null,null,null,null,{"$f":"IF(OR(W167=0,W167=-1),Beregn1!$E$36,W167)","v":41},true,{"$f":"IF(AND(Z167=41,AA167=FALSE),Beregn1!$E$36,W167)","v":0},null,0,0,0,0,0,null,{"$f":"ROUND(AD167*Beregn1!$I$30,4)","v":0},{"$f":"ROUND(AE167*Beregn1!$I$30,4)","v":0},{"$f":"ROUND(AF167*Beregn1!$I$30,4)","v":0},{"$f":"ROUND(AG167*Beregn1!$I$30,4)","v":0},{"$f":"ROUND(AH167*Beregn1!$I$30,4)","v":0}]
[null,null,null,null,null,null,null,null,null,null,null,null,null,null,null,null,null,null,null,null,null,null,null,null,null,{"$f":"IF(OR(W168=0,W168=-1),Beregn1!$E$36,W168)","v":41},true,{"$f":"IF(AND(Z168=41,AA168=FALSE),Beregn1!$E$36,W168)","v":0},null,0,0,0,0,0,null,{"$f":"ROUND(AD168*Beregn1!$I$30,4)","v":0},{"$f":"ROUND(AE168*Beregn1!$I$30,4)","v":0},{"$f":"ROUND(AF168*Beregn1!$I$30,4)","v":0},{"$f":"ROUND(AG168*Beregn1!$I$30,4)","v":0},{"$f":"ROUND(AH168*Beregn1!$I$30,4)","v":0}]
[null,null,null,null,null,null,null,null,null,null,null,null,null,null,null,null,null,null,null,null,null,null,null,null,null,{"$f":"IF(OR(W169=0,W169=-1),Beregn1!$E$36,W169)","v":41},true,{"$f":"IF(AND(Z169=41,AA169=FALSE),Beregn1!$E$36,W169)","v":0},null,0,0,0,0,0,null,{"$f":"ROUND(AD169*Beregn1!$I$30,4)","v":0},{"$f":"ROUND(AE169*Beregn1!$I$30,4)","v":0},{"$f":"ROUND(AF169*Beregn1!$I$30,4)","v":0},{"$f":"ROUND(AG169*Beregn1!$I$30,4)","v":0},{"$f":"ROUND(AH169*Beregn1!$I$30,4)","v":0}]
[null,null,null,null,null,null,null,null,null,null,null,null,null,null,null,null,null,null,null,null,null,null,null,null,null,{"$f":"IF(OR(W170=0,W170=-1),Beregn1!$E$36,W170)","v":41},true,{"$f":"IF(AND(Z170=41,AA170=FALSE),Beregn1!$E$36,W170)","v":0},null,0,0,0,0,0,null,{"$f":"ROUND(AD170*Beregn1!$I$30,4)","v":0},{"$f":"ROUND(AE170*Beregn1!$I$30,4)","v":0},{"$f":"ROUND(AF170*Beregn1!$I$30,4)","v":0},{"$f":"ROUND(AG170*Beregn1!$I$30,4)","v":0},{"$f":"ROUND(AH170*Beregn1!$I$30,4)","v":0}]
[null,null,null,null,null,null,null,null,null,null,null,null,null,null,null,null,null,null,null,null,null,null,null,null,null,{"$f":"IF(OR(W171=0,W171=-1),Beregn1!$E$36,W171)","v":41},true,{"$f":"IF(AND(Z171=41,AA171=FALSE),Beregn1!$E$36,W171)","v":0},null,0,0,0,0,0,null,{"$f":"ROUND(AD171*Beregn1!$I$30,4)","v":0},{"$f":"ROUND(AE171*Beregn1!$I$30,4)","v":0},{"$f":"ROUND(AF171*Beregn1!$I$30,4)","v":0},{"$f":"ROUND(AG171*Beregn1!$I$30,4)","v":0},{"$f":"ROUND(AH171*Beregn1!$I$30,4)","v":0}]
[null,null,null,null,null,null,null,null,null,null,null,null,null,null,null,null,null,null,null,null,null,null,null,null,null,{"$f":"IF(OR(W172=0,W172=-1),Beregn1!$E$36,W172)","v":41},true,{"$f":"IF(AND(Z172=41,AA172=FALSE),Beregn1!$E$36,W172)","v":0},null,0,0,0,0,0,null,{"$f":"ROUND(AD172*Beregn1!$I$30,4)","v":0},{"$f":"ROUND(AE172*Beregn1!$I$30,4)","v":0},{"$f":"ROUND(AF172*Beregn1!$I$30,4)","v":0},{"$f":"ROUND(AG172*Beregn1!$I$30,4)","v":0},{"$f":"ROUND(AH172*Beregn1!$I$30,4)","v":0}]
[null,null,null,null,null,null,null,null,null,null,null,null,null,null,null,null,null,null,null,null,null,null,null,null,null,{"$f":"IF(OR(W173=0,W173=-1),Beregn1!$E$36,W173)","v":41},true,{"$f":"IF(AND(Z173=41,AA173=FALSE),Beregn1!$E$36,W173)","v":0},null,0,0,0,0,0,null,{"$f":"ROUND(AD173*Beregn1!$I$30,4)","v":0},{"$f":"ROUND(AE173*Beregn1!$I$30,4)","v":0},{"$f":"ROUND(AF173*Beregn1!$I$30,4)","v":0},{"$f":"ROUND(AG173*Beregn1!$I$30,4)","v":0},{"$f":"ROUND(AH173*Beregn1!$I$30,4)","v":0}]
[null,null,null,null,null,null,null,null,null,null,null,null,null,null,null,null,null,null,null,null,null,null,null,null,null,{"$f":"IF(OR(W174=0,W174=-1),Beregn1!$E$36,W174)","v":41},true,{"$f":"IF(AND(Z174=41,AA174=FALSE),Beregn1!$E$36,W174)","v":0},null,0,0,0,0,0,null,{"$f":"ROUND(AD174*Beregn1!$I$30,4)","v":0},{"$f":"ROUND(AE174*Beregn1!$I$30,4)","v":0},{"$f":"ROUND(AF174*Beregn1!$I$30,4)","v":0},{"$f":"ROUND(AG174*Beregn1!$I$30,4)","v":0},{"$f":"ROUND(AH174*Beregn1!$I$30,4)","v":0}]
[null,null,null,null,null,null,null,null,null,null,null,null,null,null,null,null,null,null,null,null,null,null,null,null,null,{"$f":"IF(OR(W175=0,W175=-1),Beregn1!$E$36,W175)","v":41},true,{"$f":"IF(AND(Z175=41,AA175=FALSE),Beregn1!$E$36,W175)","v":0},null,0,0,0,0,0,null,{"$f":"ROUND(AD175*Beregn1!$I$30,4)","v":0},{"$f":"ROUND(AE175*Beregn1!$I$30,4)","v":0},{"$f":"ROUND(AF175*Beregn1!$I$30,4)","v":0},{"$f":"ROUND(AG175*Beregn1!$I$30,4)","v":0},{"$f":"ROUND(AH175*Beregn1!$I$30,4)","v":0}]
[null,null,null,null,null,null,null,null,null,null,null,null,null,null,null,null,null,null,null,null,null,null,null,null,null,{"$f":"IF(OR(W176=0,W176=-1),Beregn1!$E$36,W176)","v":41},true,{"$f":"IF(AND(Z176=41,AA176=FALSE),Beregn1!$E$36,W176)","v":0},null,0,0,0,0,0,null,{"$f":"ROUND(AD176*Beregn1!$I$30,4)","v":0},{"$f":"ROUND(AE176*Beregn1!$I$30,4)","v":0},{"$f":"ROUND(AF176*Beregn1!$I$30,4)","v":0},{"$f":"ROUND(AG176*Beregn1!$I$30,4)","v":0},{"$f":"ROUND(AH176*Beregn1!$I$30,4)","v":0}]
[null,null,null,null,null,null,null,null,null,null,null,null,null,null,null,null,null,null,null,null,null,null,null,null,null,{"$f":"IF(OR(W177=0,W177=-1),Beregn1!$E$36,W177)","v":41},true,{"$f":"IF(AND(Z177=41,AA177=FALSE),Beregn1!$E$36,W177)","v":0},null,0,0,0,0,0,null,{"$f":"ROUND(AD177*Beregn1!$I$30,4)","v":0},{"$f":"ROUND(AE177*Beregn1!$I$30,4)","v":0},{"$f":"ROUND(AF177*Beregn1!$I$30,4)","v":0},{"$f":"ROUND(AG177*Beregn1!$I$30,4)","v":0},{"$f":"ROUND(AH177*Beregn1!$I$30,4)","v":0}]
[null,null,null,null,null,null,null,null,null,null,null,null,null,null,null,null,null,null,null,null,null,null,null,null,null,{"$f":"IF(OR(W178=0,W178=-1),Beregn1!$E$36,W178)","v":41},true,{"$f":"IF(AND(Z178=41,AA178=FALSE),Beregn1!$E$36,W178)","v":0},null,0,0,0,0,0,null,{"$f":"ROUND(AD178*Beregn1!$I$30,4)","v":0},{"$f":"ROUND(AE178*Beregn1!$I$30,4)","v":0},{"$f":"ROUND(AF178*Beregn1!$I$30,4)","v":0},{"$f":"ROUND(AG178*Beregn1!$I$30,4)","v":0},{"$f":"ROUND(AH178*Beregn1!$I$30,4)","v":0}]
[null,null,null,null,null,null,null,null,null,null,null,null,null,null,null,null,null,null,null,null,null,null,null,null,null,{"$f":"IF(OR(W179=0,W179=-1),Beregn1!$E$36,W179)","v":41},true,{"$f":"IF(AND(Z179=41,AA179=FALSE),Beregn1!$E$36,W179)","v":0},null,0,0,0,0,0,null,{"$f":"ROUND(AD179*Beregn1!$I$30,4)","v":0},{"$f":"ROUND(AE179*Beregn1!$I$30,4)","v":0},{"$f":"ROUND(AF179*Beregn1!$I$30,4)","v":0},{"$f":"ROUND(AG179*Beregn1!$I$30,4)","v":0},{"$f":"ROUND(AH179*Beregn1!$I$30,4)","v":0}]
[null,null,null,null,null,null,null,null,null,null,null,null,null,null,null,null,null,null,null,null,null,null,null,null,null,{"$f":"IF(OR(W180=0,W180=-1),Beregn1!$E$36,W180)","v":41},true,{"$f":"IF(AND(Z180=41,AA180=FALSE),Beregn1!$E$36,W180)","v":0},null,0,0,0,0,0,null,{"$f":"ROUND(AD180*Beregn1!$I$30,4)","v":0},{"$f":"ROUND(AE180*Beregn1!$I$30,4)","v":0},{"$f":"ROUND(AF180*Beregn1!$I$30,4)","v":0},{"$f":"ROUND(AG180*Beregn1!$I$30,4)","v":0},{"$f":"ROUND(AH180*Beregn1!$I$30,4)","v":0}]
[null,null,null,null,null,null,null,null,null,null,null,null,null,null,null,null,null,null,null,null,null,null,null,null,null,{"$f":"IF(OR(W181=0,W181=-1),Beregn1!$E$36,W181)","v":41},true,{"$f":"IF(AND(Z181=41,AA181=FALSE),Beregn1!$E$36,W181)","v":0},null,0,0,0,0,0,null,{"$f":"ROUND(AD181*Beregn1!$I$30,4)","v":0},{"$f":"ROUND(AE181*Beregn1!$I$30,4)","v":0},{"$f":"ROUND(AF181*Beregn1!$I$30,4)","v":0},{"$f":"ROUND(AG181*Beregn1!$I$30,4)","v":0},{"$f":"ROUND(AH181*Beregn1!$I$30,4)","v":0}]
[null,null,null,null,null,null,null,null,null,null,null,null,null,null,null,null,null,null,null,null,null,null,null,null,null,{"$f":"IF(OR(W182=0,W182=-1),Beregn1!$E$36,W182)","v":41},true,{"$f":"IF(AND(Z182=41,AA182=FALSE),Beregn1!$E$36,W182)","v":0},null,0,0,0,0,0,null,{"$f":"ROUND(AD182*Beregn1!$I$30,4)","v":0},{"$f":"ROUND(AE182*Beregn1!$I$30,4)","v":0},{"$f":"ROUND(AF182*Beregn1!$I$30,4)","v":0},{"$f":"ROUND(AG182*Beregn1!$I$30,4)","v":0},{"$f":"ROUND(AH182*Beregn1!$I$30,4)","v":0}]
[null,null,null,null,null,null,null,null,null,null,null,null,null,null,null,null,null,null,null,null,null,null,null,null,null,{"$f":"IF(OR(W183=0,W183=-1),Beregn1!$E$36,W183)","v":41},true,{"$f":"IF(AND(Z183=41,AA183=FALSE),Beregn1!$E$36,W183)","v":0},null,0,0,0,0,0,null,{"$f":"ROUND(AD183*Beregn1!$I$30,4)","v":0},{"$f":"ROUND(AE183*Beregn1!$I$30,4)","v":0},{"$f":"ROUND(AF183*Beregn1!$I$30,4)","v":0},{"$f":"ROUND(AG183*Beregn1!$I$30,4)","v":0},{"$f":"ROUND(AH183*Beregn1!$I$30,4)","v":0}]
[null,null,null,null,null,null,null,null,null,null,null,null,null,null,null,null,null,null,null,null,null,null,null,null,null,{"$f":"IF(OR(W184=0,W184=-1),Beregn1!$E$36,W184)","v":41},true,{"$f":"IF(AND(Z184=41,AA184=FALSE),Beregn1!$E$36,W184)","v":0},null,0,0,0,0,0,null,{"$f":"ROUND(AD184*Beregn1!$I$30,4)","v":0},{"$f":"ROUND(AE184*Beregn1!$I$30,4)","v":0},{"$f":"ROUND(AF184*Beregn1!$I$30,4)","v":0},{"$f":"ROUND(AG184*Beregn1!$I$30,4)","v":0},{"$f":"ROUND(AH184*Beregn1!$I$30,4)","v":0}]
[null,null,null,null,null,null,null,null,null,null,null,null,null,null,null,null,null,null,null,null,null,null,null,null,null,{"$f":"IF(OR(W185=0,W185=-1),Beregn1!$E$36,W185)","v":41},true,{"$f":"IF(AND(Z185=41,AA185=FALSE),Beregn1!$E$36,W185)","v":0},null,0,0,0,0,0,null,{"$f":"ROUND(AD185*Beregn1!$I$30,4)","v":0},{"$f":"ROUND(AE185*Beregn1!$I$30,4)","v":0},{"$f":"ROUND(AF185*Beregn1!$I$30,4)","v":0},{"$f":"ROUND(AG185*Beregn1!$I$30,4)","v":0},{"$f":"ROUND(AH185*Beregn1!$I$30,4)","v":0}]
[null,null,null,null,null,null,null,null,null,null,null,null,null,null,null,null,null,null,null,null,null,null,null,null,null,{"$f":"IF(OR(W186=0,W186=-1),Beregn1!$E$36,W186)","v":41},true,{"$f":"IF(AND(Z186=41,AA186=FALSE),Beregn1!$E$36,W186)","v":0},null,0,0,0,0,0,null,{"$f":"ROUND(AD186*Beregn1!$I$30,4)","v":0},{"$f":"ROUND(AE186*Beregn1!$I$30,4)","v":0},{"$f":"ROUND(AF186*Beregn1!$I$30,4)","v":0},{"$f":"ROUND(AG186*Beregn1!$I$30,4)","v":0},{"$f":"ROUND(AH186*Beregn1!$I$30,4)","v":0}]
[null,null,null,null,null,null,null,null,null,null,null,null,null,null,null,null,null,null,null,null,null,null,null,null,null,{"$f":"IF(OR(W187=0,W187=-1),Beregn1!$E$36,W187)","v":41},true,{"$f":"IF(AND(Z187=41,AA187=FALSE),Beregn1!$E$36,W187)","v":0},null,0,0,0,0,0,null,{"$f":"ROUND(AD187*Beregn1!$I$30,4)","v":0},{"$f":"ROUND(AE187*Beregn1!$I$30,4)","v":0},{"$f":"ROUND(AF187*Beregn1!$I$30,4)","v":0},{"$f":"ROUND(AG187*Beregn1!$I$30,4)","v":0},{"$f":"ROUND(AH187*Beregn1!$I$30,4)","v":0}]
[null,null,null,null,null,null,null,null,null,null,null,null,null,null,null,null,null,null,null,null,null,null,null,null,null,{"$f":"IF(OR(W188=0,W188=-1),Beregn1!$E$36,W188)","v":41},true,{"$f":"IF(AND(Z188=41,AA188=FALSE),Beregn1!$E$36,W188)","v":0},null,0,0,0,0,0,null,{"$f":"ROUND(AD188*Beregn1!$I$30,4)","v":0},{"$f":"ROUND(AE188*Beregn1!$I$30,4)","v":0},{"$f":"ROUND(AF188*Beregn1!$I$30,4)","v":0},{"$f":"ROUND(AG188*Beregn1!$I$30,4)","v":0},{"$f":"ROUND(AH188*Beregn1!$I$30,4)","v":0}]
[null,null,null,null,null,null,null,null,null,null,null,null,null,null,null,null,null,null,null,null,null,null,null,null,null,{"$f":"IF(OR(W189=0,W189=-1),Beregn1!$E$36,W189)","v":41},true,{"$f":"IF(AND(Z189=41,AA189=FALSE),Beregn1!$E$36,W189)","v":0},null,0,0,0,0,0,null,{"$f":"ROUND(AD189*Beregn1!$I$30,4)","v":0},{"$f":"ROUND(AE189*Beregn1!$I$30,4)","v":0},{"$f":"ROUND(AF189*Beregn1!$I$30,4)","v":0},{"$f":"ROUND(AG189*Beregn1!$I$30,4)","v":0},{"$f":"ROUND(AH189*Beregn1!$I$30,4)","v":0}]
[null,null,null,null,null,null,null,null,null,null,null,null,null,null,null,null,null,null,null,null,null,null,null,null,null,{"$f":"IF(OR(W190=0,W190=-1),Beregn1!$E$36,W190)","v":41},true,{"$f":"IF(AND(Z190=41,AA190=FALSE),Beregn1!$E$36,W190)","v":0},null,0,0,0,0,0,null,{"$f":"ROUND(AD190*Beregn1!$I$30,4)","v":0},{"$f":"ROUND(AE190*Beregn1!$I$30,4)","v":0},{"$f":"ROUND(AF190*Beregn1!$I$30,4)","v":0},{"$f":"ROUND(AG190*Beregn1!$I$30,4)","v":0},{"$f":"ROUND(AH190*Beregn1!$I$30,4)","v":0}]
[null,null,null,null,null,null,null,null,null,null,null,null,null,null,null,null,null,null,null,null,null,null,null,null,null,{"$f":"IF(OR(W191=0,W191=-1),Beregn1!$E$36,W191)","v":41},true,{"$f":"IF(AND(Z191=41,AA191=FALSE),Beregn1!$E$36,W191)","v":0},null,0,0,0,0,0,null,{"$f":"ROUND(AD191*Beregn1!$I$30,4)","v":0},{"$f":"ROUND(AE191*Beregn1!$I$30,4)","v":0},{"$f":"ROUND(AF191*Beregn1!$I$30,4)","v":0},{"$f":"ROUND(AG191*Beregn1!$I$30,4)","v":0},{"$f":"ROUND(AH191*Beregn1!$I$30,4)","v":0}]
[null,null,null,null,null,null,null,null,null,null,null,null,null,null,null,null,null,null,null,null,null,null,null,null,null,{"$f":"IF(OR(W192=0,W192=-1),Beregn1!$E$36,W192)","v":41},true,{"$f":"IF(AND(Z192=41,AA192=FALSE),Beregn1!$E$36,W192)","v":0},null,0,0,0,0,0,null,{"$f":"ROUND(AD192*Beregn1!$I$30,4)","v":0},{"$f":"ROUND(AE192*Beregn1!$I$30,4)","v":0},{"$f":"ROUND(AF192*Beregn1!$I$30,4)","v":0},{"$f":"ROUND(AG192*Beregn1!$I$30,4)","v":0},{"$f":"ROUND(AH192*Beregn1!$I$30,4)","v":0}]
[null,null,null,null,null,null,null,null,null,null,null,null,null,null,null,null,null,null,null,null,null,null,null,null,null,{"$f":"IF(OR(W193=0,W193=-1),Beregn1!$E$36,W193)","v":41},true,{"$f":"IF(AND(Z193=41,AA193=FALSE),Beregn1!$E$36,W193)","v":0},null,0,0,0,0,0,null,{"$f":"ROUND(AD193*Beregn1!$I$30,4)","v":0},{"$f":"ROUND(AE193*Beregn1!$I$30,4)","v":0},{"$f":"ROUND(AF193*Beregn1!$I$30,4)","v":0},{"$f":"ROUND(AG193*Beregn1!$I$30,4)","v":0},{"$f":"ROUND(AH193*Beregn1!$I$30,4)","v":0}]
[null,null,null,null,null,null,null,null,null,null,null,null,null,null,null,null,null,null,null,null,null,null,null,null,null,{"$f":"IF(OR(W194=0,W194=-1),Beregn1!$E$36,W194)","v":41},{"$f":"ISBLANK(W194)","v":true},{"$f":"IF(AND(Z194=41,AA194=FALSE),Beregn1!$E$36,W194)","v":0},null,{"$f":"INDEX($P194:$X194,MATCH(\"Evaporated\",$P$1:$X$1,0))","v":0},{"$f":"INDEX($P194:$X194,MATCH(\"Drained\",$P$1:$X$1,0))","v":0},{"$f":"INDEX($P194:$X194,MATCH(\"Overflow\",$P$1:$X$1,0))","v":0},{"$f":"AB194","v":0},{"$f":"INDEX($P194:$X194,MATCH(\"Available_Volume\",$P$1:$X$1,0))","v":0},null,{"$f":"ROUND(AD194*Beregn1!$I$30,4)","v":0},{"$f":"ROUND(AE194*Beregn1!$I$30,4)","v":0},{"$f":"ROUND(AF194*Beregn1!$I$30,4)","v":0},{"$f":"ROUND(AG194*Beregn1!$I$30,4)","v":0},{"$f":"ROUND(AH194*Beregn1!$I$30,4)","v":0}]
[null,null,null,null,null,null,null,null,null,null,null,null,null,null,null,null,null,null,null,null,null,null,null,null,null,{"$f":"IF(OR(W195=0,W195=-1),Beregn1!$E$36,W195)","v":41},true,{"$f":"IF(AND(Z195=41,AA195=FALSE),Beregn1!$E$36,W195)","v":0},null,0,0,0,0,0,null,{"$f":"ROUND(AD195*Beregn1!$I$30,4)","v":0},{"$f":"ROUND(AE195*Beregn1!$I$30,4)","v":0},{"$f":"ROUND(AF195*Beregn1!$I$30,4)","v":0},{"$f":"ROUND(AG195*Beregn1!$I$30,4)","v":0},{"$f":"ROUND(AH195*Beregn1!$I$30,4)","v":0}]
[null,null,null,null,null,null,null,null,null,null,null,null,null,null,null,null,null,null,null,null,null,null,null,null,null,{"$f":"IF(OR(W196=0,W196=-1),Beregn1!$E$36,W196)","v":41},true,{"$f":"IF(AND(Z196=41,AA196=FALSE),Beregn1!$E$36,W196)","v":0},null,0,0,0,0,0,null,{"$f":"ROUND(AD196*Beregn1!$I$30,4)","v":0},{"$f":"ROUND(AE196*Beregn1!$I$30,4)","v":0},{"$f":"ROUND(AF196*Beregn1!$I$30,4)","v":0},{"$f":"ROUND(AG196*Beregn1!$I$30,4)","v":0},{"$f":"ROUND(AH196*Beregn1!$I$30,4)","v":0}]
[null,null,null,null,null,null,null,null,null,null,null,null,null,null,null,null,null,null,null,null,null,null,null,null,null,{"$f":"IF(OR(W197=0,W197=-1),Beregn1!$E$36,W197)","v":41},true,{"$f":"IF(AND(Z197=41,AA197=FALSE),Beregn1!$E$36,W197)","v":0},null,0,0,0,0,0,null,{"$f":"ROUND(AD197*Beregn1!$I$30,4)","v":0},{"$f":"ROUND(AE197*Beregn1!$I$30,4)","v":0},{"$f":"ROUND(AF197*Beregn1!$I$30,4)","v":0},{"$f":"ROUND(AG197*Beregn1!$I$30,4)","v":0},{"$f":"ROUND(AH197*Beregn1!$I$30,4)","v":0}]
[null,null,null,null,null,null,null,null,null,null,null,null,null,null,null,null,null,null,null,null,null,null,null,null,null,{"$f":"IF(OR(W198=0,W198=-1),Beregn1!$E$36,W198)","v":41},true,{"$f":"IF(AND(Z198=41,AA198=FALSE),Beregn1!$E$36,W198)","v":0},null,0,0,0,0,0,null,{"$f":"ROUND(AD198*Beregn1!$I$30,4)","v":0},{"$f":"ROUND(AE198*Beregn1!$I$30,4)","v":0},{"$f":"ROUND(AF198*Beregn1!$I$30,4)","v":0},{"$f":"ROUND(AG198*Beregn1!$I$30,4)","v":0},{"$f":"ROUND(AH198*Beregn1!$I$30,4)","v":0}]
[null,null,null,null,null,null,null,null,null,null,null,null,null,null,null,null,null,null,null,null,null,null,null,null,null,{"$f":"IF(OR(W199=0,W199=-1),Beregn1!$E$36,W199)","v":41},true,{"$f":"IF(AND(Z199=41,AA199=FALSE),Beregn1!$E$36,W199)","v":0},null,0,0,0,0,0,null,{"$f":"ROUND(AD199*Beregn1!$I$30,4)","v":0},{"$f":"ROUND(AE199*Beregn1!$I$30,4)","v":0},{"$f":"ROUND(AF199*Beregn1!$I$30,4)","v":0},{"$f":"ROUND(AG199*Beregn1!$I$30,4)","v":0},{"$f":"ROUND(AH199*Beregn1!$I$30,4)","v":0}]
[null,null,null,null,null,null,null,null,null,null,null,null,null,null,null,null,null,null,null,null,null,null,null,null,null,{"$f":"IF(OR(W200=0,W200=-1),Beregn1!$E$36,W200)","v":41},true,{"$f":"IF(AND(Z200=41,AA200=FALSE),Beregn1!$E$36,W200)","v":0},null,0,0,0,0,0,null,{"$f":"ROUND(AD200*Beregn1!$I$30,4)","v":0},{"$f":"ROUND(AE200*Beregn1!$I$30,4)","v":0},{"$f":"ROUND(AF200*Beregn1!$I$30,4)","v":0},{"$f":"ROUND(AG200*Beregn1!$I$30,4)","v":0},{"$f":"ROUND(AH200*Beregn1!$I$30,4)","v":0}]
[null,null,null,null,null,null,null,null,null,null,null,null,null,null,null,null,null,null,null,null,null,null,null,null,null,{"$f":"IF(OR(W201=0,W201=-1),Beregn1!$E$36,W201)","v":41},true,{"$f":"IF(AND(Z201=41,AA201=FALSE),Beregn1!$E$36,W201)","v":0},null,0,0,0,0,0,null,{"$f":"ROUND(AD201*Beregn1!$I$30,4)","v":0},{"$f":"ROUND(AE201*Beregn1!$I$30,4)","v":0},{"$f":"ROUND(AF201*Beregn1!$I$30,4)","v":0},{"$f":"ROUND(AG201*Beregn1!$I$30,4)","v":0},{"$f":"ROUND(AH201*Beregn1!$I$30,4)","v":0}]
[null,null,null,null,null,null,null,null,null,null,null,null,null,null,null,null,null,null,null,null,null,null,null,null,null,{"$f":"IF(OR(W202=0,W202=-1),Beregn1!$E$36,W202)","v":41},true,{"$f":"IF(AND(Z202=41,AA202=FALSE),Beregn1!$E$36,W202)","v":0},null,0,0,0,0,0,null,{"$f":"ROUND(AD202*Beregn1!$I$30,4)","v":0},{"$f":"ROUND(AE202*Beregn1!$I$30,4)","v":0},{"$f":"ROUND(AF202*Beregn1!$I$30,4)","v":0},{"$f":"ROUND(AG202*Beregn1!$I$30,4)","v":0},{"$f":"ROUND(AH202*Beregn1!$I$30,4)","v":0}]
[null,null,null,null,null,null,null,null,null,null,null,null,null,null,null,null,null,null,null,null,null,null,null,null,null,{"$f":"IF(OR(W203=0,W203=-1),Beregn1!$E$36,W203)","v":41},true,{"$f":"IF(AND(Z203=41,AA203=FALSE),Beregn1!$E$36,W203)","v":0},null,0,0,0,0,0,null,{"$f":"ROUND(AD203*Beregn1!$I$30,4)","v":0},{"$f":"ROUND(AE203*Beregn1!$I$30,4)","v":0},{"$f":"ROUND(AF203*Beregn1!$I$30,4)","v":0},{"$f":"ROUND(AG203*Beregn1!$I$30,4)","v":0},{"$f":"ROUND(AH203*Beregn1!$I$30,4)","v":0}]
[null,null,null,null,null,null,null,null,null,null,null,null,null,null,null,null,null,null,null,null,null,null,null,null,null,{"$f":"IF(OR(W204=0,W204=-1),Beregn1!$E$36,W204)","v":41},true,{"$f":"IF(AND(Z204=41,AA204=FALSE),Beregn1!$E$36,W204)","v":0},null,0,0,0,0,0,null,{"$f":"ROUND(AD204*Beregn1!$I$30,4)","v":0},{"$f":"ROUND(AE204*Beregn1!$I$30,4)","v":0},{"$f":"ROUND(AF204*Beregn1!$I$30,4)","v":0},{"$f":"ROUND(AG204*Beregn1!$I$30,4)","v":0},{"$f":"ROUND(AH204*Beregn1!$I$30,4)","v":0}]
[null,null,null,null,null,null,null,null,null,null,null,null,null,null,null,null,null,null,null,null,null,null,null,null,null,{"$f":"IF(OR(W205=0,W205=-1),Beregn1!$E$36,W205)","v":41},true,{"$f":"IF(AND(Z205=41,AA205=FALSE),Beregn1!$E$36,W205)","v":0},null,0,0,0,0,0,null,{"$f":"ROUND(AD205*Beregn1!$I$30,4)","v":0},{"$f":"ROUND(AE205*Beregn1!$I$30,4)","v":0},{"$f":"ROUND(AF205*Beregn1!$I$30,4)","v":0},{"$f":"ROUND(AG205*Beregn1!$I$30,4)","v":0},{"$f":"ROUND(AH205*Beregn1!$I$30,4)","v":0}]
[null,null,null,null,null,null,null,null,null,null,null,null,null,null,null,null,null,null,null,null,null,null,null,null,null,{"$f":"IF(OR(W206=0,W206=-1),Beregn1!$E$36,W206)","v":41},true,{"$f":"IF(AND(Z206=41,AA206=FALSE),Beregn1!$E$36,W206)","v":0},null,0,0,0,0,0,null,{"$f":"ROUND(AD206*Beregn1!$I$30,4)","v":0},{"$f":"ROUND(AE206*Beregn1!$I$30,4)","v":0},{"$f":"ROUND(AF206*Beregn1!$I$30,4)","v":0},{"$f":"ROUND(AG206*Beregn1!$I$30,4)","v":0},{"$f":"ROUND(AH206*Beregn1!$I$30,4)","v":0}]
[null,null,null,null,null,null,null,null,null,null,null,null,null,null,null,null,null,null,null,null,null,null,null,null,null,{"$f":"IF(OR(W207=0,W207=-1),Beregn1!$E$36,W207)","v":41},true,{"$f":"IF(AND(Z207=41,AA207=FALSE),Beregn1!$E$36,W207)","v":0},null,0,0,0,0,0,null,{"$f":"ROUND(AD207*Beregn1!$I$30,4)","v":0},{"$f":"ROUND(AE207*Beregn1!$I$30,4)","v":0},{"$f":"ROUND(AF207*Beregn1!$I$30,4)","v":0},{"$f":"ROUND(AG207*Beregn1!$I$30,4)","v":0},{"$f":"ROUND(AH207*Beregn1!$I$30,4)","v":0}]
[null,null,null,null,null,null,null,null,null,null,null,null,null,null,null,null,null,null,null,null,null,null,null,null,null,{"$f":"IF(OR(W208=0,W208=-1),Beregn1!$E$36,W208)","v":41},true,{"$f":"IF(AND(Z208=41,AA208=FALSE),Beregn1!$E$36,W208)","v":0},null,0,0,0,0,0,null,{"$f":"ROUND(AD208*Beregn1!$I$30,4)","v":0},{"$f":"ROUND(AE208*Beregn1!$I$30,4)","v":0},{"$f":"ROUND(AF208*Beregn1!$I$30,4)","v":0},{"$f":"ROUND(AG208*Beregn1!$I$30,4)","v":0},{"$f":"ROUND(AH208*Beregn1!$I$30,4)","v":0}]
[null,null,null,null,null,null,null,null,null,null,null,null,null,null,null,null,null,null,null,null,null,null,null,null,null,{"$f":"IF(OR(W209=0,W209=-1),Beregn1!$E$36,W209)","v":41},true,{"$f":"IF(AND(Z209=41,AA209=FALSE),Beregn1!$E$36,W209)","v":0},null,0,0,0,0,0,null,{"$f":"ROUND(AD209*Beregn1!$I$30,4)","v":0},{"$f":"ROUND(AE209*Beregn1!$I$30,4)","v":0},{"$f":"ROUND(AF209*Beregn1!$I$30,4)","v":0},{"$f":"ROUND(AG209*Beregn1!$I$30,4)","v":0},{"$f":"ROUND(AH209*Beregn1!$I$30,4)","v":0}]
[null,null,null,null,null,null,null,null,null,null,null,null,null,null,null,null,null,null,null,null,null,null,null,null,null,{"$f":"IF(OR(W210=0,W210=-1),Beregn1!$E$36,W210)","v":41},true,{"$f":"IF(AND(Z210=41,AA210=FALSE),Beregn1!$E$36,W210)","v":0},null,0,0,0,0,0,null,{"$f":"ROUND(AD210*Beregn1!$I$30,4)","v":0},{"$f":"ROUND(AE210*Beregn1!$I$30,4)","v":0},{"$f":"ROUND(AF210*Beregn1!$I$30,4)","v":0},{"$f":"ROUND(AG210*Beregn1!$I$30,4)","v":0},{"$f":"ROUND(AH210*Beregn1!$I$30,4)","v":0}]
[null,null,null,null,null,null,null,null,null,null,null,null,null,null,null,null,null,null,null,null,null,null,null,null,null,{"$f":"IF(OR(W211=0,W211=-1),Beregn1!$E$36,W211)","v":41},true,{"$f":"IF(AND(Z211=41,AA211=FALSE),Beregn1!$E$36,W211)","v":0},null,0,0,0,0,0,null,{"$f":"ROUND(AD211*Beregn1!$I$30,4)","v":0},{"$f":"ROUND(AE211*Beregn1!$I$30,4)","v":0},{"$f":"ROUND(AF211*Beregn1!$I$30,4)","v":0},{"$f":"ROUND(AG211*Beregn1!$I$30,4)","v":0},{"$f":"ROUND(AH211*Beregn1!$I$30,4)","v":0}]
[null,null,null,null,null,null,null,null,null,null,null,null,null,null,null,null,null,null,null,null,null,null,null,null,null,{"$f":"IF(OR(W212=0,W212=-1),Beregn1!$E$36,W212)","v":41},true,{"$f":"IF(AND(Z212=41,AA212=FALSE),Beregn1!$E$36,W212)","v":0},null,0,0,0,0,0,null,{"$f":"ROUND(AD212*Beregn1!$I$30,4)","v":0},{"$f":"ROUND(AE212*Beregn1!$I$30,4)","v":0},{"$f":"ROUND(AF212*Beregn1!$I$30,4)","v":0},{"$f":"ROUND(AG212*Beregn1!$I$30,4)","v":0},{"$f":"ROUND(AH212*Beregn1!$I$30,4)","v":0}]
[null,null,null,null,null,null,null,null,null,null,null,null,null,null,null,null,null,null,null,null,null,null,null,null,null,{"$f":"IF(OR(W213=0,W213=-1),Beregn1!$E$36,W213)","v":41},true,{"$f":"IF(AND(Z213=41,AA213=FALSE),Beregn1!$E$36,W213)","v":0},null,0,0,0,0,0,null,{"$f":"ROUND(AD213*Beregn1!$I$30,4)","v":0},{"$f":"ROUND(AE213*Beregn1!$I$30,4)","v":0},{"$f":"ROUND(AF213*Beregn1!$I$30,4)","v":0},{"$f":"ROUND(AG213*Beregn1!$I$30,4)","v":0},{"$f":"ROUND(AH213*Beregn1!$I$30,4)","v":0}]
[null,null,null,null,null,null,null,null,null,null,null,null,null,null,null,null,null,null,null,null,null,null,null,null,null,{"$f":"IF(OR(W214=0,W214=-1),Beregn1!$E$36,W214)","v":41},true,{"$f":"IF(AND(Z214=41,AA214=FALSE),Beregn1!$E$36,W214)","v":0},null,0,0,0,0,0,null,{"$f":"ROUND(AD214*Beregn1!$I$30,4)","v":0},{"$f":"ROUND(AE214*Beregn1!$I$30,4)","v":0},{"$f":"ROUND(AF214*Beregn1!$I$30,4)","v":0},{"$f":"ROUND(AG214*Beregn1!$I$30,4)","v":0},{"$f":"ROUND(AH214*Beregn1!$I$30,4)","v":0}]
[null,null,null,null,null,null,null,null,null,null,null,null,null,null,null,null,null,null,null,null,null,null,null,null,null,{"$f":"IF(OR(W215=0,W215=-1),Beregn1!$E$36,W215)","v":41},true,{"$f":"IF(AND(Z215=41,AA215=FALSE),Beregn1!$E$36,W215)","v":0},null,0,0,0,0,0,null,{"$f":"ROUND(AD215*Beregn1!$I$30,4)","v":0},{"$f":"ROUND(AE215*Beregn1!$I$30,4)","v":0},{"$f":"ROUND(AF215*Beregn1!$I$30,4)","v":0},{"$f":"ROUND(AG215*Beregn1!$I$30,4)","v":0},{"$f":"ROUND(AH215*Beregn1!$I$30,4)","v":0}]
[null,null,null,null,null,null,null,null,null,null,null,null,null,null,null,null,null,null,null,null,null,null,null,null,null,{"$f":"IF(OR(W216=0,W216=-1),Beregn1!$E$36,W216)","v":41},true,{"$f":"IF(AND(Z216=41,AA216=FALSE),Beregn1!$E$36,W216)","v":0},null,0,0,0,0,0,null,{"$f":"ROUND(AD216*Beregn1!$I$30,4)","v":0},{"$f":"ROUND(AE216*Beregn1!$I$30,4)","v":0},{"$f":"ROUND(AF216*Beregn1!$I$30,4)","v":0},{"$f":"ROUND(AG216*Beregn1!$I$30,4)","v":0},{"$f":"ROUND(AH216*Beregn1!$I$30,4)","v":0}]
[null,null,null,null,null,null,null,null,null,null,null,null,null,null,null,null,null,null,null,null,null,null,null,null,null,{"$f":"IF(OR(W217=0,W217=-1),Beregn1!$E$36,W217)","v":41},true,{"$f":"IF(AND(Z217=41,AA217=FALSE),Beregn1!$E$36,W217)","v":0},null,0,0,0,0,0,null,{"$f":"ROUND(AD217*Beregn1!$I$30,4)","v":0},{"$f":"ROUND(AE217*Beregn1!$I$30,4)","v":0},{"$f":"ROUND(AF217*Beregn1!$I$30,4)","v":0},{"$f":"ROUND(AG217*Beregn1!$I$30,4)","v":0},{"$f":"ROUND(AH217*Beregn1!$I$30,4)","v":0}]
[null,null,null,null,null,null,null,null,null,null,null,null,null,null,null,null,null,null,null,null,null,null,null,null,null,{"$f":"IF(OR(W218=0,W218=-1),Beregn1!$E$36,W218)","v":41},true,{"$f":"IF(AND(Z218=41,AA218=FALSE),Beregn1!$E$36,W218)","v":0},null,0,0,0,0,0,null,{"$f":"ROUND(AD218*Beregn1!$I$30,4)","v":0},{"$f":"ROUND(AE218*Beregn1!$I$30,4)","v":0},{"$f":"ROUND(AF218*Beregn1!$I$30,4)","v":0},{"$f":"ROUND(AG218*Beregn1!$I$30,4)","v":0},{"$f":"ROUND(AH218*Beregn1!$I$30,4)","v":0}]
[null,null,null,null,null,null,null,null,null,null,null,null,null,null,null,null,null,null,null,null,null,null,null,null,null,{"$f":"IF(OR(W219=0,W219=-1),Beregn1!$E$36,W219)","v":41},true,{"$f":"IF(AND(Z219=41,AA219=FALSE),Beregn1!$E$36,W219)","v":0},null,0,0,0,0,0,null,{"$f":"ROUND(AD219*Beregn1!$I$30,4)","v":0},{"$f":"ROUND(AE219*Beregn1!$I$30,4)","v":0},{"$f":"ROUND(AF219*Beregn1!$I$30,4)","v":0},{"$f":"ROUND(AG219*Beregn1!$I$30,4)","v":0},{"$f":"ROUND(AH219*Beregn1!$I$30,4)","v":0}]
[null,null,null,null,null,null,null,null,null,null,null,null,null,null,null,null,null,null,null,null,null,null,null,null,null,{"$f":"IF(OR(W220=0,W220=-1),Beregn1!$E$36,W220)","v":41},true,{"$f":"IF(AND(Z220=41,AA220=FALSE),Beregn1!$E$36,W220)","v":0},null,0,0,0,0,0,null,{"$f":"ROUND(AD220*Beregn1!$I$30,4)","v":0},{"$f":"ROUND(AE220*Beregn1!$I$30,4)","v":0},{"$f":"ROUND(AF220*Beregn1!$I$30,4)","v":0},{"$f":"ROUND(AG220*Beregn1!$I$30,4)","v":0},{"$f":"ROUND(AH220*Beregn1!$I$30,4)","v":0}]
[null,null,null,null,null,null,null,null,null,null,null,null,null,null,null,null,null,null,null,null,null,null,null,null,null,{"$f":"IF(OR(W221=0,W221=-1),Beregn1!$E$36,W221)","v":41},true,{"$f":"IF(AND(Z221=41,AA221=FALSE),Beregn1!$E$36,W221)","v":0},null,0,0,0,0,0,null,{"$f":"ROUND(AD221*Beregn1!$I$30,4)","v":0},{"$f":"ROUND(AE221*Beregn1!$I$30,4)","v":0},{"$f":"ROUND(AF221*Beregn1!$I$30,4)","v":0},{"$f":"ROUND(AG221*Beregn1!$I$30,4)","v":0},{"$f":"ROUND(AH221*Beregn1!$I$30,4)","v":0}]
[null,null,null,null,null,null,null,null,null,null,null,null,null,null,null,null,null,null,null,null,null,null,null,null,null,{"$f":"IF(OR(W222=0,W222=-1),Beregn1!$E$36,W222)","v":41},true,{"$f":"IF(AND(Z222=41,AA222=FALSE),Beregn1!$E$36,W222)","v":0},null,0,0,0,0,0,null,{"$f":"ROUND(AD222*Beregn1!$I$30,4)","v":0},{"$f":"ROUND(AE222*Beregn1!$I$30,4)","v":0},{"$f":"ROUND(AF222*Beregn1!$I$30,4)","v":0},{"$f":"ROUND(AG222*Beregn1!$I$30,4)","v":0},{"$f":"ROUND(AH222*Beregn1!$I$30,4)","v":0}]
[null,null,null,null,null,null,null,null,null,null,null,null,null,null,null,null,null,null,null,null,null,null,null,null,null,{"$f":"IF(OR(W223=0,W223=-1),Beregn1!$E$36,W223)","v":41},true,{"$f":"IF(AND(Z223=41,AA223=FALSE),Beregn1!$E$36,W223)","v":0},null,0,0,0,0,0,null,{"$f":"ROUND(AD223*Beregn1!$I$30,4)","v":0},{"$f":"ROUND(AE223*Beregn1!$I$30,4)","v":0},{"$f":"ROUND(AF223*Beregn1!$I$30,4)","v":0},{"$f":"ROUND(AG223*Beregn1!$I$30,4)","v":0},{"$f":"ROUND(AH223*Beregn1!$I$30,4)","v":0}]
[null,null,null,null,null,null,null,null,null,null,null,null,null,null,null,null,null,null,null,null,null,null,null,null,null,{"$f":"IF(OR(W224=0,W224=-1),Beregn1!$E$36,W224)","v":41},true,{"$f":"IF(AND(Z224=41,AA224=FALSE),Beregn1!$E$36,W224)","v":0},null,0,0,0,0,0,null,{"$f":"ROUND(AD224*Beregn1!$I$30,4)","v":0},{"$f":"ROUND(AE224*Beregn1!$I$30,4)","v":0},{"$f":"ROUND(AF224*Beregn1!$I$30,4)","v":0},{"$f":"ROUND(AG224*Beregn1!$I$30,4)","v":0},{"$f":"ROUND(AH224*Beregn1!$I$30,4)","v":0}]
[null,null,null,null,null,null,null,null,null,null,null,null,null,null,null,null,null,null,null,null,null,null,null,null,null,{"$f":"IF(OR(W225=0,W225=-1),Beregn1!$E$36,W225)","v":41},true,{"$f":"IF(AND(Z225=41,AA225=FALSE),Beregn1!$E$36,W225)","v":0},null,0,0,0,0,0,null,{"$f":"ROUND(AD225*Beregn1!$I$30,4)","v":0},{"$f":"ROUND(AE225*Beregn1!$I$30,4)","v":0},{"$f":"ROUND(AF225*Beregn1!$I$30,4)","v":0},{"$f":"ROUND(AG225*Beregn1!$I$30,4)","v":0},{"$f":"ROUND(AH225*Beregn1!$I$30,4)","v":0}]
[null,null,null,null,null,null,null,null,null,null,null,null,null,null,null,null,null,null,null,null,null,null,null,null,null,{"$f":"IF(OR(W226=0,W226=-1),Beregn1!$E$36,W226)","v":41},true,{"$f":"IF(AND(Z226=41,AA226=FALSE),Beregn1!$E$36,W226)","v":0},null,0,0,0,0,0,null,{"$f":"ROUND(AD226*Beregn1!$I$30,4)","v":0},{"$f":"ROUND(AE226*Beregn1!$I$30,4)","v":0},{"$f":"ROUND(AF226*Beregn1!$I$30,4)","v":0},{"$f":"ROUND(AG226*Beregn1!$I$30,4)","v":0},{"$f":"ROUND(AH226*Beregn1!$I$30,4)","v":0}]
[null,null,null,null,null,null,null,null,null,null,null,null,null,null,null,null,null,null,null,null,null,null,null,null,null,{"$f":"IF(OR(W227=0,W227=-1),Beregn1!$E$36,W227)","v":41},true,{"$f":"IF(AND(Z227=41,AA227=FALSE),Beregn1!$E$36,W227)","v":0},null,0,0,0,0,0,null,{"$f":"ROUND(AD227*Beregn1!$I$30,4)","v":0},{"$f":"ROUND(AE227*Beregn1!$I$30,4)","v":0},{"$f":"ROUND(AF227*Beregn1!$I$30,4)","v":0},{"$f":"ROUND(AG227*Beregn1!$I$30,4)","v":0},{"$f":"ROUND(AH227*Beregn1!$I$30,4)","v":0}]
[null,null,null,null,null,null,null,null,null,null,null,null,null,null,null,null,null,null,null,null,null,null,null,null,null,{"$f":"IF(OR(W228=0,W228=-1),Beregn1!$E$36,W228)","v":41},true,{"$f":"IF(AND(Z228=41,AA228=FALSE),Beregn1!$E$36,W228)","v":0},null,0,0,0,0,0,null,{"$f":"ROUND(AD228*Beregn1!$I$30,4)","v":0},{"$f":"ROUND(AE228*Beregn1!$I$30,4)","v":0},{"$f":"ROUND(AF228*Beregn1!$I$30,4)","v":0},{"$f":"ROUND(AG228*Beregn1!$I$30,4)","v":0},{"$f":"ROUND(AH228*Beregn1!$I$30,4)","v":0}]
[null,null,null,null,null,null,null,null,null,null,null,null,null,null,null,null,null,null,null,null,null,null,null,null,null,{"$f":"IF(OR(W229=0,W229=-1),Beregn1!$E$36,W229)","v":41},true,{"$f":"IF(AND(Z229=41,AA229=FALSE),Beregn1!$E$36,W229)","v":0},null,0,0,0,0,0,null,{"$f":"ROUND(AD229*Beregn1!$I$30,4)","v":0},{"$f":"ROUND(AE229*Beregn1!$I$30,4)","v":0},{"$f":"ROUND(AF229*Beregn1!$I$30,4)","v":0},{"$f":"ROUND(AG229*Beregn1!$I$30,4)","v":0},{"$f":"ROUND(AH229*Beregn1!$I$30,4)","v":0}]
[null,null,null,null,null,null,null,null,null,null,null,null,null,null,null,null,null,null,null,null,null,null,null,null,null,{"$f":"IF(OR(W230=0,W230=-1),Beregn1!$E$36,W230)","v":41},true,{"$f":"IF(AND(Z230=41,AA230=FALSE),Beregn1!$E$36,W230)","v":0},null,0,0,0,0,0,null,{"$f":"ROUND(AD230*Beregn1!$I$30,4)","v":0},{"$f":"ROUND(AE230*Beregn1!$I$30,4)","v":0},{"$f":"ROUND(AF230*Beregn1!$I$30,4)","v":0},{"$f":"ROUND(AG230*Beregn1!$I$30,4)","v":0},{"$f":"ROUND(AH230*Beregn1!$I$30,4)","v":0}]
[null,null,null,null,null,null,null,null,null,null,null,null,null,null,null,null,null,null,null,null,null,null,null,null,null,{"$f":"IF(OR(W231=0,W231=-1),Beregn1!$E$36,W231)","v":41},true,{"$f":"IF(AND(Z231=41,AA231=FALSE),Beregn1!$E$36,W231)","v":0},null,0,0,0,0,0,null,{"$f":"ROUND(AD231*Beregn1!$I$30,4)","v":0},{"$f":"ROUND(AE231*Beregn1!$I$30,4)","v":0},{"$f":"ROUND(AF231*Beregn1!$I$30,4)","v":0},{"$f":"ROUND(AG231*Beregn1!$I$30,4)","v":0},{"$f":"ROUND(AH231*Beregn1!$I$30,4)","v":0}]
[null,null,null,null,null,null,null,null,null,null,null,null,null,null,null,null,null,null,null,null,null,null,null,null,null,{"$f":"IF(OR(W232=0,W232=-1),Beregn1!$E$36,W232)","v":41},true,{"$f":"IF(AND(Z232=41,AA232=FALSE),Beregn1!$E$36,W232)","v":0},null,0,0,0,0,0,null,{"$f":"ROUND(AD232*Beregn1!$I$30,4)","v":0},{"$f":"ROUND(AE232*Beregn1!$I$30,4)","v":0},{"$f":"ROUND(AF232*Beregn1!$I$30,4)","v":0},{"$f":"ROUND(AG232*Beregn1!$I$30,4)","v":0},{"$f":"ROUND(AH232*Beregn1!$I$30,4)","v":0}]
[null,null,null,null,null,null,null,null,null,null,null,null,null,null,null,null,null,null,null,null,null,null,null,null,null,{"$f":"IF(OR(W233=0,W233=-1),Beregn1!$E$36,W233)","v":41},true,{"$f":"IF(AND(Z233=41,AA233=FALSE),Beregn1!$E$36,W233)","v":0},null,0,0,0,0,0,null,{"$f":"ROUND(AD233*Beregn1!$I$30,4)","v":0},{"$f":"ROUND(AE233*Beregn1!$I$30,4)","v":0},{"$f":"ROUND(AF233*Beregn1!$I$30,4)","v":0},{"$f":"ROUND(AG233*Beregn1!$I$30,4)","v":0},{"$f":"ROUND(AH233*Beregn1!$I$30,4)","v":0}]
[null,null,null,null,null,null,null,null,null,null,null,null,null,null,null,null,null,null,null,null,null,null,null,null,null,{"$f":"IF(OR(W234=0,W234=-1),Beregn1!$E$36,W234)","v":41},true,{"$f":"IF(AND(Z234=41,AA234=FALSE),Beregn1!$E$36,W234)","v":0},null,0,0,0,0,0,null,{"$f":"ROUND(AD234*Beregn1!$I$30,4)","v":0},{"$f":"ROUND(AE234*Beregn1!$I$30,4)","v":0},{"$f":"ROUND(AF234*Beregn1!$I$30,4)","v":0},{"$f":"ROUND(AG234*Beregn1!$I$30,4)","v":0},{"$f":"ROUND(AH234*Beregn1!$I$30,4)","v":0}]
[null,null,null,null,null,null,null,null,null,null,null,null,null,null,null,null,null,null,null,null,null,null,null,null,null,{"$f":"IF(OR(W235=0,W235=-1),Beregn1!$E$36,W235)","v":41},true,{"$f":"IF(AND(Z235=41,AA235=FALSE),Beregn1!$E$36,W235)","v":0},null,0,0,0,0,0,null,{"$f":"ROUND(AD235*Beregn1!$I$30,4)","v":0},{"$f":"ROUND(AE235*Beregn1!$I$30,4)","v":0},{"$f":"ROUND(AF235*Beregn1!$I$30,4)","v":0},{"$f":"ROUND(AG235*Beregn1!$I$30,4)","v":0},{"$f":"ROUND(AH235*Beregn1!$I$30,4)","v":0}]
[null,null,null,null,null,null,null,null,null,null,null,null,null,null,null,null,null,null,null,null,null,null,null,null,null,{"$f":"IF(OR(W236=0,W236=-1),Beregn1!$E$36,W236)","v":41},true,{"$f":"IF(AND(Z236=41,AA236=FALSE),Beregn1!$E$36,W236)","v":0},null,0,0,0,0,0,null,{"$f":"ROUND(AD236*Beregn1!$I$30,4)","v":0},{"$f":"ROUND(AE236*Beregn1!$I$30,4)","v":0},{"$f":"ROUND(AF236*Beregn1!$I$30,4)","v":0},{"$f":"ROUND(AG236*Beregn1!$I$30,4)","v":0},{"$f":"ROUND(AH236*Beregn1!$I$30,4)","v":0}]
[null,null,null,null,null,null,null,null,null,null,null,null,null,null,null,null,null,null,null,null,null,null,null,null,null,{"$f":"IF(OR(W237=0,W237=-1),Beregn1!$E$36,W237)","v":41},true,{"$f":"IF(AND(Z237=41,AA237=FALSE),Beregn1!$E$36,W237)","v":0},null,0,0,0,0,0,null,{"$f":"ROUND(AD237*Beregn1!$I$30,4)","v":0},{"$f":"ROUND(AE237*Beregn1!$I$30,4)","v":0},{"$f":"ROUND(AF237*Beregn1!$I$30,4)","v":0},{"$f":"ROUND(AG237*Beregn1!$I$30,4)","v":0},{"$f":"ROUND(AH237*Beregn1!$I$30,4)","v":0}]
[null,null,null,null,null,null,null,null,null,null,null,null,null,null,null,null,null,null,null,null,null,null,null,null,null,{"$f":"IF(OR(W238=0,W238=-1),Beregn1!$E$36,W238)","v":41},true,{"$f":"IF(AND(Z238=41,AA238=FALSE),Beregn1!$E$36,W238)","v":0},null,0,0,0,0,0,null,{"$f":"ROUND(AD238*Beregn1!$I$30,4)","v":0},{"$f":"ROUND(AE238*Beregn1!$I$30,4)","v":0},{"$f":"ROUND(AF238*Beregn1!$I$30,4)","v":0},{"$f":"ROUND(AG238*Beregn1!$I$30,4)","v":0},{"$f":"ROUND(AH238*Beregn1!$I$30,4)","v":0}]
[null,null,null,null,null,null,null,null,null,null,null,null,null,null,null,null,null,null,null,null,null,null,null,null,null,{"$f":"IF(OR(W239=0,W239=-1),Beregn1!$E$36,W239)","v":41},true,{"$f":"IF(AND(Z239=41,AA239=FALSE),Beregn1!$E$36,W239)","v":0},null,0,0,0,0,0,null,{"$f":"ROUND(AD239*Beregn1!$I$30,4)","v":0},{"$f":"ROUND(AE239*Beregn1!$I$30,4)","v":0},{"$f":"ROUND(AF239*Beregn1!$I$30,4)","v":0},{"$f":"ROUND(AG239*Beregn1!$I$30,4)","v":0},{"$f":"ROUND(AH239*Beregn1!$I$30,4)","v":0}]
[null,null,null,null,null,null,null,null,null,null,null,null,null,null,null,null,null,null,null,null,null,null,null,null,null,{"$f":"IF(OR(W240=0,W240=-1),Beregn1!$E$36,W240)","v":41},true,{"$f":"IF(AND(Z240=41,AA240=FALSE),Beregn1!$E$36,W240)","v":0},null,0,0,0,0,0,null,{"$f":"ROUND(AD240*Beregn1!$I$30,4)","v":0},{"$f":"ROUND(AE240*Beregn1!$I$30,4)","v":0},{"$f":"ROUND(AF240*Beregn1!$I$30,4)","v":0},{"$f":"ROUND(AG240*Beregn1!$I$30,4)","v":0},{"$f":"ROUND(AH240*Beregn1!$I$30,4)","v":0}]
[null,null,null,null,null,null,null,null,null,null,null,null,null,null,null,null,null,null,null,null,null,null,null,null,null,{"$f":"IF(OR(W241=0,W241=-1),Beregn1!$E$36,W241)","v":41},true,{"$f":"IF(AND(Z241=41,AA241=FALSE),Beregn1!$E$36,W241)","v":0},null,0,0,0,0,0,null,{"$f":"ROUND(AD241*Beregn1!$I$30,4)","v":0},{"$f":"ROUND(AE241*Beregn1!$I$30,4)","v":0},{"$f":"ROUND(AF241*Beregn1!$I$30,4)","v":0},{"$f":"ROUND(AG241*Beregn1!$I$30,4)","v":0},{"$f":"ROUND(AH241*Beregn1!$I$30,4)","v":0}]
[null,null,null,null,null,null,null,null,null,null,null,null,null,null,null,null,null,null,null,null,null,null,null,null,null,{"$f":"IF(OR(W242=0,W242=-1),Beregn1!$E$36,W242)","v":41},true,{"$f":"IF(AND(Z242=41,AA242=FALSE),Beregn1!$E$36,W242)","v":0},null,0,0,0,0,0,null,{"$f":"ROUND(AD242*Beregn1!$I$30,4)","v":0},{"$f":"ROUND(AE242*Beregn1!$I$30,4)","v":0},{"$f":"ROUND(AF242*Beregn1!$I$30,4)","v":0},{"$f":"ROUND(AG242*Beregn1!$I$30,4)","v":0},{"$f":"ROUND(AH242*Beregn1!$I$30,4)","v":0}]
[null,null,null,null,null,null,null,null,null,null,null,null,null,null,null,null,null,null,null,null,null,null,null,null,null,{"$f":"IF(OR(W243=0,W243=-1),Beregn1!$E$36,W243)","v":41},true,{"$f":"IF(AND(Z243=41,AA243=FALSE),Beregn1!$E$36,W243)","v":0},null,0,0,0,0,0,null,{"$f":"ROUND(AD243*Beregn1!$I$30,4)","v":0},{"$f":"ROUND(AE243*Beregn1!$I$30,4)","v":0},{"$f":"ROUND(AF243*Beregn1!$I$30,4)","v":0},{"$f":"ROUND(AG243*Beregn1!$I$30,4)","v":0},{"$f":"ROUND(AH243*Beregn1!$I$30,4)","v":0}]
[null,null,null,null,null,null,null,null,null,null,null,null,null,null,null,null,null,null,null,null,null,null,null,null,null,{"$f":"IF(OR(W244=0,W244=-1),Beregn1!$E$36,W244)","v":41},true,{"$f":"IF(AND(Z244=41,AA244=FALSE),Beregn1!$E$36,W244)","v":0},null,0,0,0,0,0,null,{"$f":"ROUND(AD244*Beregn1!$I$30,4)","v":0},{"$f":"ROUND(AE244*Beregn1!$I$30,4)","v":0},{"$f":"ROUND(AF244*Beregn1!$I$30,4)","v":0},{"$f":"ROUND(AG244*Beregn1!$I$30,4)","v":0},{"$f":"ROUND(AH244*Beregn1!$I$30,4)","v":0}]
[null,null,null,null,null,null,null,null,null,null,null,null,null,null,null,null,null,null,null,null,null,null,null,null,null,{"$f":"IF(OR(W245=0,W245=-1),Beregn1!$E$36,W245)","v":41},true,{"$f":"IF(AND(Z245=41,AA245=FALSE),Beregn1!$E$36,W245)","v":0},null,0,0,0,0,0,null,{"$f":"ROUND(AD245*Beregn1!$I$30,4)","v":0},{"$f":"ROUND(AE245*Beregn1!$I$30,4)","v":0},{"$f":"ROUND(AF245*Beregn1!$I$30,4)","v":0},{"$f":"ROUND(AG245*Beregn1!$I$30,4)","v":0},{"$f":"ROUND(AH245*Beregn1!$I$30,4)","v":0}]
[null,null,null,null,null,null,null,null,null,null,null,null,null,null,null,null,null,null,null,null,null,null,null,null,null,{"$f":"IF(OR(W246=0,W246=-1),Beregn1!$E$36,W246)","v":41},true,{"$f":"IF(AND(Z246=41,AA246=FALSE),Beregn1!$E$36,W246)","v":0},null,0,0,0,0,0,null,{"$f":"ROUND(AD246*Beregn1!$I$30,4)","v":0},{"$f":"ROUND(AE246*Beregn1!$I$30,4)","v":0},{"$f":"ROUND(AF246*Beregn1!$I$30,4)","v":0},{"$f":"ROUND(AG246*Beregn1!$I$30,4)","v":0},{"$f":"ROUND(AH246*Beregn1!$I$30,4)","v":0}]
[null,null,null,null,null,null,null,null,null,null,null,null,null,null,null,null,null,null,null,null,null,null,null,null,null,{"$f":"IF(OR(W247=0,W247=-1),Beregn1!$E$36,W247)","v":41},true,{"$f":"IF(AND(Z247=41,AA247=FALSE),Beregn1!$E$36,W247)","v":0},null,0,0,0,0,0,null,{"$f":"ROUND(AD247*Beregn1!$I$30,4)","v":0},{"$f":"ROUND(AE247*Beregn1!$I$30,4)","v":0},{"$f":"ROUND(AF247*Beregn1!$I$30,4)","v":0},{"$f":"ROUND(AG247*Beregn1!$I$30,4)","v":0},{"$f":"ROUND(AH247*Beregn1!$I$30,4)","v":0}]
[null,null,null,null,null,null,null,null,null,null,null,null,null,null,null,null,null,null,null,null,null,null,null,null,null,{"$f":"IF(OR(W248=0,W248=-1),Beregn1!$E$36,W248)","v":41},true,{"$f":"IF(AND(Z248=41,AA248=FALSE),Beregn1!$E$36,W248)","v":0},null,0,0,0,0,0,null,{"$f":"ROUND(AD248*Beregn1!$I$30,4)","v":0},{"$f":"ROUND(AE248*Beregn1!$I$30,4)","v":0},{"$f":"ROUND(AF248*Beregn1!$I$30,4)","v":0},{"$f":"ROUND(AG248*Beregn1!$I$30,4)","v":0},{"$f":"ROUND(AH248*Beregn1!$I$30,4)","v":0}]
[null,null,null,null,null,null,null,null,null,null,null,null,null,null,null,null,null,null,null,null,null,null,null,null,null,{"$f":"IF(OR(W249=0,W249=-1),Beregn1!$E$36,W249)","v":41},true,{"$f":"IF(AND(Z249=41,AA249=FALSE),Beregn1!$E$36,W249)","v":0},null,0,0,0,0,0,null,{"$f":"ROUND(AD249*Beregn1!$I$30,4)","v":0},{"$f":"ROUND(AE249*Beregn1!$I$30,4)","v":0},{"$f":"ROUND(AF249*Beregn1!$I$30,4)","v":0},{"$f":"ROUND(AG249*Beregn1!$I$30,4)","v":0},{"$f":"ROUND(AH249*Beregn1!$I$30,4)","v":0}]
[null,null,null,null,null,null,null,null,null,null,null,null,null,null,null,null,null,null,null,null,null,null,null,null,null,{"$f":"IF(OR(W250=0,W250=-1),Beregn1!$E$36,W250)","v":41},true,{"$f":"IF(AND(Z250=41,AA250=FALSE),Beregn1!$E$36,W250)","v":0},null,0,0,0,0,0,null,{"$f":"ROUND(AD250*Beregn1!$I$30,4)","v":0},{"$f":"ROUND(AE250*Beregn1!$I$30,4)","v":0},{"$f":"ROUND(AF250*Beregn1!$I$30,4)","v":0},{"$f":"ROUND(AG250*Beregn1!$I$30,4)","v":0},{"$f":"ROUND(AH250*Beregn1!$I$30,4)","v":0}]
[null,null,null,null,null,null,null,null,null,null,null,null,null,null,null,null,null,null,null,null,null,null,null,null,null,{"$f":"IF(OR(W251=0,W251=-1),Beregn1!$E$36,W251)","v":41},true,{"$f":"IF(AND(Z251=41,AA251=FALSE),Beregn1!$E$36,W251)","v":0},null,0,0,0,0,0,null,{"$f":"ROUND(AD251*Beregn1!$I$30,4)","v":0},{"$f":"ROUND(AE251*Beregn1!$I$30,4)","v":0},{"$f":"ROUND(AF251*Beregn1!$I$30,4)","v":0},{"$f":"ROUND(AG251*Beregn1!$I$30,4)","v":0},{"$f":"ROUND(AH251*Beregn1!$I$30,4)","v":0}]
[null,null,null,null,null,null,null,null,null,null,null,null,null,null,null,null,null,null,null,null,null,null,null,null,null,{"$f":"IF(OR(W252=0,W252=-1),Beregn1!$E$36,W252)","v":41},true,{"$f":"IF(AND(Z252=41,AA252=FALSE),Beregn1!$E$36,W252)","v":0},null,0,0,0,0,0,null,{"$f":"ROUND(AD252*Beregn1!$I$30,4)","v":0},{"$f":"ROUND(AE252*Beregn1!$I$30,4)","v":0},{"$f":"ROUND(AF252*Beregn1!$I$30,4)","v":0},{"$f":"ROUND(AG252*Beregn1!$I$30,4)","v":0},{"$f":"ROUND(AH252*Beregn1!$I$30,4)","v":0}]
[null,null,null,null,null,null,null,null,null,null,null,null,null,null,null,null,null,null,null,null,null,null,null,null,null,{"$f":"IF(OR(W253=0,W253=-1),Beregn1!$E$36,W253)","v":41},true,{"$f":"IF(AND(Z253=41,AA253=FALSE),Beregn1!$E$36,W253)","v":0},null,0,0,0,0,0,null,{"$f":"ROUND(AD253*Beregn1!$I$30,4)","v":0},{"$f":"ROUND(AE253*Beregn1!$I$30,4)","v":0},{"$f":"ROUND(AF253*Beregn1!$I$30,4)","v":0},{"$f":"ROUND(AG253*Beregn1!$I$30,4)","v":0},{"$f":"ROUND(AH253*Beregn1!$I$30,4)","v":0}]
[null,null,null,null,null,null,null,null,null,null,null,null,null,null,null,null,null,null,null,null,null,null,null,null,null,{"$f":"IF(OR(W254=0,W254=-1),Beregn1!$E$36,W254)","v":41},true,{"$f":"IF(AND(Z254=41,AA254=FALSE),Beregn1!$E$36,W254)","v":0},null,0,0,0,0,0,null,{"$f":"ROUND(AD254*Beregn1!$I$30,4)","v":0},{"$f":"ROUND(AE254*Beregn1!$I$30,4)","v":0},{"$f":"ROUND(AF254*Beregn1!$I$30,4)","v":0},{"$f":"ROUND(AG254*Beregn1!$I$30,4)","v":0},{"$f":"ROUND(AH254*Beregn1!$I$30,4)","v":0}]
[null,null,null,null,null,null,null,null,null,null,null,null,null,null,null,null,null,null,null,null,null,null,null,null,null,{"$f":"IF(OR(W255=0,W255=-1),Beregn1!$E$36,W255)","v":41},true,{"$f":"IF(AND(Z255=41,AA255=FALSE),Beregn1!$E$36,W255)","v":0},null,0,0,0,0,0,null,{"$f":"ROUND(AD255*Beregn1!$I$30,4)","v":0},{"$f":"ROUND(AE255*Beregn1!$I$30,4)","v":0},{"$f":"ROUND(AF255*Beregn1!$I$30,4)","v":0},{"$f":"ROUND(AG255*Beregn1!$I$30,4)","v":0},{"$f":"ROUND(AH255*Beregn1!$I$30,4)","v":0}]
[null,null,null,null,null,null,null,null,null,null,null,null,null,null,null,null,null,null,null,null,null,null,null,null,null,{"$f":"IF(OR(W256=0,W256=-1),Beregn1!$E$36,W256)","v":41},true,{"$f":"IF(AND(Z256=41,AA256=FALSE),Beregn1!$E$36,W256)","v":0},null,0,0,0,0,0,null,{"$f":"ROUND(AD256*Beregn1!$I$30,4)","v":0},{"$f":"ROUND(AE256*Beregn1!$I$30,4)","v":0},{"$f":"ROUND(AF256*Beregn1!$I$30,4)","v":0},{"$f":"ROUND(AG256*Beregn1!$I$30,4)","v":0},{"$f":"ROUND(AH256*Beregn1!$I$30,4)","v":0}]
[null,null,null,null,null,null,null,null,null,null,null,null,null,null,null,null,null,null,null,null,null,null,null,null,null,{"$f":"IF(OR(W257=0,W257=-1),Beregn1!$E$36,W257)","v":41},true,{"$f":"IF(AND(Z257=41,AA257=FALSE),Beregn1!$E$36,W257)","v":0},null,0,0,0,0,0,null,{"$f":"ROUND(AD257*Beregn1!$I$30,4)","v":0},{"$f":"ROUND(AE257*Beregn1!$I$30,4)","v":0},{"$f":"ROUND(AF257*Beregn1!$I$30,4)","v":0},{"$f":"ROUND(AG257*Beregn1!$I$30,4)","v":0},{"$f":"ROUND(AH257*Beregn1!$I$30,4)","v":0}]
[null,null,null,null,null,null,null,null,null,null,null,null,null,null,null,null,null,null,null,null,null,null,null,null,null,{"$f":"IF(OR(W258=0,W258=-1),Beregn1!$E$36,W258)","v":41},{"$f":"ISBLANK(W258)","v":true},{"$f":"IF(AND(Z258=41,AA258=FALSE),Beregn1!$E$36,W258)","v":0},null,{"$f":"INDEX($P258:$X258,MATCH(\"Evaporated\",$P$1:$X$1,0))","v":0},{"$f":"INDEX($P258:$X258,MATCH(\"Drained\",$P$1:$X$1,0))","v":0},{"$f":"INDEX($P258:$X258,MATCH(\"Overflow\",$P$1:$X$1,0))","v":0},{"$f":"AB258","v":0},{"$f":"INDEX($P258:$X258,MATCH(\"Available_Volume\",$P$1:$X$1,0))","v":0},null,{"$f":"ROUND(AD258*Beregn1!$I$30,4)","v":0},{"$f":"ROUND(AE258*Beregn1!$I$30,4)","v":0},{"$f":"ROUND(AF258*Beregn1!$I$30,4)","v":0},{"$f":"ROUND(AG258*Beregn1!$I$30,4)","v":0},{"$f":"ROUND(AH258*Beregn1!$I$30,4)","v":0}]
[null,null,null,null,null,null,null,null,null,null,null,null,null,null,null,null,null,null,null,null,null,null,null,null,null,{"$f":"IF(OR(W259=0,W259=-1),Beregn1!$E$36,W259)","v":41},true,{"$f":"IF(AND(Z259=41,AA259=FALSE),Beregn1!$E$36,W259)","v":0},null,0,0,0,0,0,null,{"$f":"ROUND(AD259*Beregn1!$I$30,4)","v":0},{"$f":"ROUND(AE259*Beregn1!$I$30,4)","v":0},{"$f":"ROUND(AF259*Beregn1!$I$30,4)","v":0},{"$f":"ROUND(AG259*Beregn1!$I$30,4)","v":0},{"$f":"ROUND(AH259*Beregn1!$I$30,4)","v":0}]
[null,null,null,null,null,null,null,null,null,null,null,null,null,null,null,null,null,null,null,null,null,null,null,null,null,{"$f":"IF(OR(W260=0,W260=-1),Beregn1!$E$36,W260)","v":41},true,{"$f":"IF(AND(Z260=41,AA260=FALSE),Beregn1!$E$36,W260)","v":0},null,0,0,0,0,0,null,{"$f":"ROUND(AD260*Beregn1!$I$30,4)","v":0},{"$f":"ROUND(AE260*Beregn1!$I$30,4)","v":0},{"$f":"ROUND(AF260*Beregn1!$I$30,4)","v":0},{"$f":"ROUND(AG260*Beregn1!$I$30,4)","v":0},{"$f":"ROUND(AH260*Beregn1!$I$30,4)","v":0}]
[null,null,null,null,null,null,null,null,null,null,null,null,null,null,null,null,null,null,null,null,null,null,null,null,null,{"$f":"IF(OR(W261=0,W261=-1),Beregn1!$E$36,W261)","v":41},true,{"$f":"IF(AND(Z261=41,AA261=FALSE),Beregn1!$E$36,W261)","v":0},null,0,0,0,0,0,null,{"$f":"ROUND(AD261*Beregn1!$I$30,4)","v":0},{"$f":"ROUND(AE261*Beregn1!$I$30,4)","v":0},{"$f":"ROUND(AF261*Beregn1!$I$30,4)","v":0},{"$f":"ROUND(AG261*Beregn1!$I$30,4)","v":0},{"$f":"ROUND(AH261*Beregn1!$I$30,4)","v":0}]
[null,null,null,null,null,null,null,null,null,null,null,null,null,null,null,null,null,null,null,null,null,null,null,null,null,{"$f":"IF(OR(W262=0,W262=-1),Beregn1!$E$36,W262)","v":41},true,{"$f":"IF(AND(Z262=41,AA262=FALSE),Beregn1!$E$36,W262)","v":0},null,0,0,0,0,0,null,{"$f":"ROUND(AD262*Beregn1!$I$30,4)","v":0},{"$f":"ROUND(AE262*Beregn1!$I$30,4)","v":0},{"$f":"ROUND(AF262*Beregn1!$I$30,4)","v":0},{"$f":"ROUND(AG262*Beregn1!$I$30,4)","v":0},{"$f":"ROUND(AH262*Beregn1!$I$30,4)","v":0}]
[null,null,null,null,null,null,null,null,null,null,null,null,null,null,null,null,null,null,null,null,null,null,null,null,null,{"$f":"IF(OR(W263=0,W263=-1),Beregn1!$E$36,W263)","v":41},true,{"$f":"IF(AND(Z263=41,AA263=FALSE),Beregn1!$E$36,W263)","v":0},null,0,0,0,0,0,null,{"$f":"ROUND(AD263*Beregn1!$I$30,4)","v":0},{"$f":"ROUND(AE263*Beregn1!$I$30,4)","v":0},{"$f":"ROUND(AF263*Beregn1!$I$30,4)","v":0},{"$f":"ROUND(AG263*Beregn1!$I$30,4)","v":0},{"$f":"ROUND(AH263*Beregn1!$I$30,4)","v":0}]
[null,null,null,null,null,null,null,null,null,null,null,null,null,null,null,null,null,null,null,null,null,null,null,null,null,{"$f":"IF(OR(W264=0,W264=-1),Beregn1!$E$36,W264)","v":41},true,{"$f":"IF(AND(Z264=41,AA264=FALSE),Beregn1!$E$36,W264)","v":0},null,0,0,0,0,0,null,{"$f":"ROUND(AD264*Beregn1!$I$30,4)","v":0},{"$f":"ROUND(AE264*Beregn1!$I$30,4)","v":0},{"$f":"ROUND(AF264*Beregn1!$I$30,4)","v":0},{"$f":"ROUND(AG264*Beregn1!$I$30,4)","v":0},{"$f":"ROUND(AH264*Beregn1!$I$30,4)","v":0}]
[null,null,null,null,null,null,null,null,null,null,null,null,null,null,null,null,null,null,null,null,null,null,null,null,null,{"$f":"IF(OR(W265=0,W265=-1),Beregn1!$E$36,W265)","v":41},true,{"$f":"IF(AND(Z265=41,AA265=FALSE),Beregn1!$E$36,W265)","v":0},null,0,0,0,0,0,null,{"$f":"ROUND(AD265*Beregn1!$I$30,4)","v":0},{"$f":"ROUND(AE265*Beregn1!$I$30,4)","v":0},{"$f":"ROUND(AF265*Beregn1!$I$30,4)","v":0},{"$f":"ROUND(AG265*Beregn1!$I$30,4)","v":0},{"$f":"ROUND(AH265*Beregn1!$I$30,4)","v":0}]
[null,null,null,null,null,null,null,null,null,null,null,null,null,null,null,null,null,null,null,null,null,null,null,null,null,{"$f":"IF(OR(W266=0,W266=-1),Beregn1!$E$36,W266)","v":41},true,{"$f":"IF(AND(Z266=41,AA266=FALSE),Beregn1!$E$36,W266)","v":0},null,0,0,0,0,0,null,{"$f":"ROUND(AD266*Beregn1!$I$30,4)","v":0},{"$f":"ROUND(AE266*Beregn1!$I$30,4)","v":0},{"$f":"ROUND(AF266*Beregn1!$I$30,4)","v":0},{"$f":"ROUND(AG266*Beregn1!$I$30,4)","v":0},{"$f":"ROUND(AH266*Beregn1!$I$30,4)","v":0}]
[null,null,null,null,null,null,null,null,null,null,null,null,null,null,null,null,null,null,null,null,null,null,null,null,null,{"$f":"IF(OR(W267=0,W267=-1),Beregn1!$E$36,W267)","v":41},true,{"$f":"IF(AND(Z267=41,AA267=FALSE),Beregn1!$E$36,W267)","v":0},null,0,0,0,0,0,null,{"$f":"ROUND(AD267*Beregn1!$I$30,4)","v":0},{"$f":"ROUND(AE267*Beregn1!$I$30,4)","v":0},{"$f":"ROUND(AF267*Beregn1!$I$30,4)","v":0},{"$f":"ROUND(AG267*Beregn1!$I$30,4)","v":0},{"$f":"ROUND(AH267*Beregn1!$I$30,4)","v":0}]
[null,null,null,null,null,null,null,null,null,null,null,null,null,null,null,null,null,null,null,null,null,null,null,null,null,{"$f":"IF(OR(W268=0,W268=-1),Beregn1!$E$36,W268)","v":41},true,{"$f":"IF(AND(Z268=41,AA268=FALSE),Beregn1!$E$36,W268)","v":0},null,0,0,0,0,0,null,{"$f":"ROUND(AD268*Beregn1!$I$30,4)","v":0},{"$f":"ROUND(AE268*Beregn1!$I$30,4)","v":0},{"$f":"ROUND(AF268*Beregn1!$I$30,4)","v":0},{"$f":"ROUND(AG268*Beregn1!$I$30,4)","v":0},{"$f":"ROUND(AH268*Beregn1!$I$30,4)","v":0}]
[null,null,null,null,null,null,null,null,null,null,null,null,null,null,null,null,null,null,null,null,null,null,null,null,null,{"$f":"IF(OR(W269=0,W269=-1),Beregn1!$E$36,W269)","v":41},true,{"$f":"IF(AND(Z269=41,AA269=FALSE),Beregn1!$E$36,W269)","v":0},null,0,0,0,0,0,null,{"$f":"ROUND(AD269*Beregn1!$I$30,4)","v":0},{"$f":"ROUND(AE269*Beregn1!$I$30,4)","v":0},{"$f":"ROUND(AF269*Beregn1!$I$30,4)","v":0},{"$f":"ROUND(AG269*Beregn1!$I$30,4)","v":0},{"$f":"ROUND(AH269*Beregn1!$I$30,4)","v":0}]
[null,null,null,null,null,null,null,null,null,null,null,null,null,null,null,null,null,null,null,null,null,null,null,null,null,{"$f":"IF(OR(W270=0,W270=-1),Beregn1!$E$36,W270)","v":41},true,{"$f":"IF(AND(Z270=41,AA270=FALSE),Beregn1!$E$36,W270)","v":0},null,0,0,0,0,0,null,{"$f":"ROUND(AD270*Beregn1!$I$30,4)","v":0},{"$f":"ROUND(AE270*Beregn1!$I$30,4)","v":0},{"$f":"ROUND(AF270*Beregn1!$I$30,4)","v":0},{"$f":"ROUND(AG270*Beregn1!$I$30,4)","v":0},{"$f":"ROUND(AH270*Beregn1!$I$30,4)","v":0}]
[null,null,null,null,null,null,null,null,null,null,null,null,null,null,null,null,null,null,null,null,null,null,null,null,null,{"$f":"IF(OR(W271=0,W271=-1),Beregn1!$E$36,W271)","v":41},true,{"$f":"IF(AND(Z271=41,AA271=FALSE),Beregn1!$E$36,W271)","v":0},null,0,0,0,0,0,null,{"$f":"ROUND(AD271*Beregn1!$I$30,4)","v":0},{"$f":"ROUND(AE271*Beregn1!$I$30,4)","v":0},{"$f":"ROUND(AF271*Beregn1!$I$30,4)","v":0},{"$f":"ROUND(AG271*Beregn1!$I$30,4)","v":0},{"$f":"ROUND(AH271*Beregn1!$I$30,4)","v":0}]
[null,null,null,null,null,null,null,null,null,null,null,null,null,null,null,null,null,null,null,null,null,null,null,null,null,{"$f":"IF(OR(W272=0,W272=-1),Beregn1!$E$36,W272)","v":41},true,{"$f":"IF(AND(Z272=41,AA272=FALSE),Beregn1!$E$36,W272)","v":0},null,0,0,0,0,0,null,{"$f":"ROUND(AD272*Beregn1!$I$30,4)","v":0},{"$f":"ROUND(AE272*Beregn1!$I$30,4)","v":0},{"$f":"ROUND(AF272*Beregn1!$I$30,4)","v":0},{"$f":"ROUND(AG272*Beregn1!$I$30,4)","v":0},{"$f":"ROUND(AH272*Beregn1!$I$30,4)","v":0}]
[null,null,null,null,null,null,null,null,null,null,null,null,null,null,null,null,null,null,null,null,null,null,null,null,null,{"$f":"IF(OR(W273=0,W273=-1),Beregn1!$E$36,W273)","v":41},true,{"$f":"IF(AND(Z273=41,AA273=FALSE),Beregn1!$E$36,W273)","v":0},null,0,0,0,0,0,null,{"$f":"ROUND(AD273*Beregn1!$I$30,4)","v":0},{"$f":"ROUND(AE273*Beregn1!$I$30,4)","v":0},{"$f":"ROUND(AF273*Beregn1!$I$30,4)","v":0},{"$f":"ROUND(AG273*Beregn1!$I$30,4)","v":0},{"$f":"ROUND(AH273*Beregn1!$I$30,4)","v":0}]
[null,null,null,null,null,null,null,null,null,null,null,null,null,null,null,null,null,null,null,null,null,null,null,null,null,{"$f":"IF(OR(W274=0,W274=-1),Beregn1!$E$36,W274)","v":41},true,{"$f":"IF(AND(Z274=41,AA274=FALSE),Beregn1!$E$36,W274)","v":0},null,0,0,0,0,0,null,{"$f":"ROUND(AD274*Beregn1!$I$30,4)","v":0},{"$f":"ROUND(AE274*Beregn1!$I$30,4)","v":0},{"$f":"ROUND(AF274*Beregn1!$I$30,4)","v":0},{"$f":"ROUND(AG274*Beregn1!$I$30,4)","v":0},{"$f":"ROUND(AH274*Beregn1!$I$30,4)","v":0}]
[null,null,null,null,null,null,null,null,null,null,null,null,null,null,null,null,null,null,null,null,null,null,null,null,null,{"$f":"IF(OR(W275=0,W275=-1),Beregn1!$E$36,W275)","v":41},true,{"$f":"IF(AND(Z275=41,AA275=FALSE),Beregn1!$E$36,W275)","v":0},null,0,0,0,0,0,null,{"$f":"ROUND(AD275*Beregn1!$I$30,4)","v":0},{"$f":"ROUND(AE275*Beregn1!$I$30,4)","v":0},{"$f":"ROUND(AF275*Beregn1!$I$30,4)","v":0},{"$f":"ROUND(AG275*Beregn1!$I$30,4)","v":0},{"$f":"ROUND(AH275*Beregn1!$I$30,4)","v":0}]
[null,null,null,null,null,null,null,null,null,null,null,null,null,null,null,null,null,null,null,null,null,null,null,null,null,{"$f":"IF(OR(W276=0,W276=-1),Beregn1!$E$36,W276)","v":41},true,{"$f":"IF(AND(Z276=41,AA276=FALSE),Beregn1!$E$36,W276)","v":0},null,0,0,0,0,0,null,{"$f":"ROUND(AD276*Beregn1!$I$30,4)","v":0},{"$f":"ROUND(AE276*Beregn1!$I$30,4)","v":0},{"$f":"ROUND(AF276*Beregn1!$I$30,4)","v":0},{"$f":"ROUND(AG276*Beregn1!$I$30,4)","v":0},{"$f":"ROUND(AH276*Beregn1!$I$30,4)","v":0}]
[null,null,null,null,null,null,null,null,null,null,null,null,null,null,null,null,null,null,null,null,null,null,null,null,null,{"$f":"IF(OR(W277=0,W277=-1),Beregn1!$E$36,W277)","v":41},true,{"$f":"IF(AND(Z277=41,AA277=FALSE),Beregn1!$E$36,W277)","v":0},null,0,0,0,0,0,null,{"$f":"ROUND(AD277*Beregn1!$I$30,4)","v":0},{"$f":"ROUND(AE277*Beregn1!$I$30,4)","v":0},{"$f":"ROUND(AF277*Beregn1!$I$30,4)","v":0},{"$f":"ROUND(AG277*Beregn1!$I$30,4)","v":0},{"$f":"ROUND(AH277*Beregn1!$I$30,4)","v":0}]
[null,null,null,null,null,null,null,null,null,null,null,null,null,null,null,null,null,null,null,null,null,null,null,null,null,{"$f":"IF(OR(W278=0,W278=-1),Beregn1!$E$36,W278)","v":41},true,{"$f":"IF(AND(Z278=41,AA278=FALSE),Beregn1!$E$36,W278)","v":0},null,0,0,0,0,0,null,{"$f":"ROUND(AD278*Beregn1!$I$30,4)","v":0},{"$f":"ROUND(AE278*Beregn1!$I$30,4)","v":0},{"$f":"ROUND(AF278*Beregn1!$I$30,4)","v":0},{"$f":"ROUND(AG278*Beregn1!$I$30,4)","v":0},{"$f":"ROUND(AH278*Beregn1!$I$30,4)","v":0}]
[null,null,null,null,null,null,null,null,null,null,null,null,null,null,null,null,null,null,null,null,null,null,null,null,null,{"$f":"IF(OR(W279=0,W279=-1),Beregn1!$E$36,W279)","v":41},true,{"$f":"IF(AND(Z279=41,AA279=FALSE),Beregn1!$E$36,W279)","v":0},null,0,0,0,0,0,null,{"$f":"ROUND(AD279*Beregn1!$I$30,4)","v":0},{"$f":"ROUND(AE279*Beregn1!$I$30,4)","v":0},{"$f":"ROUND(AF279*Beregn1!$I$30,4)","v":0},{"$f":"ROUND(AG279*Beregn1!$I$30,4)","v":0},{"$f":"ROUND(AH279*Beregn1!$I$30,4)","v":0}]
[null,null,null,null,null,null,null,null,null,null,null,null,null,null,null,null,null,null,null,null,null,null,null,null,null,{"$f":"IF(OR(W280=0,W280=-1),Beregn1!$E$36,W280)","v":41},true,{"$f":"IF(AND(Z280=41,AA280=FALSE),Beregn1!$E$36,W280)","v":0},null,0,0,0,0,0,null,{"$f":"ROUND(AD280*Beregn1!$I$30,4)","v":0},{"$f":"ROUND(AE280*Beregn1!$I$30,4)","v":0},{"$f":"ROUND(AF280*Beregn1!$I$30,4)","v":0},{"$f":"ROUND(AG280*Beregn1!$I$30,4)","v":0},{"$f":"ROUND(AH280*Beregn1!$I$30,4)","v":0}]
[null,null,null,null,null,null,null,null,null,null,null,null,null,null,null,null,null,null,null,null,null,null,null,null,null,{"$f":"IF(OR(W281=0,W281=-1),Beregn1!$E$36,W281)","v":41},true,{"$f":"IF(AND(Z281=41,AA281=FALSE),Beregn1!$E$36,W281)","v":0},null,0,0,0,0,0,null,{"$f":"ROUND(AD281*Beregn1!$I$30,4)","v":0},{"$f":"ROUND(AE281*Beregn1!$I$30,4)","v":0},{"$f":"ROUND(AF281*Beregn1!$I$30,4)","v":0},{"$f":"ROUND(AG281*Beregn1!$I$30,4)","v":0},{"$f":"ROUND(AH281*Beregn1!$I$30,4)","v":0}]
[null,null,null,null,null,null,null,null,null,null,null,null,null,null,null,null,null,null,null,null,null,null,null,null,null,{"$f":"IF(OR(W282=0,W282=-1),Beregn1!$E$36,W282)","v":41},true,{"$f":"IF(AND(Z282=41,AA282=FALSE),Beregn1!$E$36,W282)","v":0},null,0,0,0,0,0,null,{"$f":"ROUND(AD282*Beregn1!$I$30,4)","v":0},{"$f":"ROUND(AE282*Beregn1!$I$30,4)","v":0},{"$f":"ROUND(AF282*Beregn1!$I$30,4)","v":0},{"$f":"ROUND(AG282*Beregn1!$I$30,4)","v":0},{"$f":"ROUND(AH282*Beregn1!$I$30,4)","v":0}]
[null,null,null,null,null,null,null,null,null,null,null,null,null,null,null,null,null,null,null,null,null,null,null,null,null,{"$f":"IF(OR(W283=0,W283=-1),Beregn1!$E$36,W283)","v":41},true,{"$f":"IF(AND(Z283=41,AA283=FALSE),Beregn1!$E$36,W283)","v":0},null,0,0,0,0,0,null,{"$f":"ROUND(AD283*Beregn1!$I$30,4)","v":0},{"$f":"ROUND(AE283*Beregn1!$I$30,4)","v":0},{"$f":"ROUND(AF283*Beregn1!$I$30,4)","v":0},{"$f":"ROUND(AG283*Beregn1!$I$30,4)","v":0},{"$f":"ROUND(AH283*Beregn1!$I$30,4)","v":0}]
[null,null,null,null,null,null,null,null,null,null,null,null,null,null,null,null,null,null,null,null,null,null,null,null,null,{"$f":"IF(OR(W284=0,W284=-1),Beregn1!$E$36,W284)","v":41},true,{"$f":"IF(AND(Z284=41,AA284=FALSE),Beregn1!$E$36,W284)","v":0},null,0,0,0,0,0,null,{"$f":"ROUND(AD284*Beregn1!$I$30,4)","v":0},{"$f":"ROUND(AE284*Beregn1!$I$30,4)","v":0},{"$f":"ROUND(AF284*Beregn1!$I$30,4)","v":0},{"$f":"ROUND(AG284*Beregn1!$I$30,4)","v":0},{"$f":"ROUND(AH284*Beregn1!$I$30,4)","v":0}]
[null,null,null,null,null,null,null,null,null,null,null,null,null,null,null,null,null,null,null,null,null,null,null,null,null,{"$f":"IF(OR(W285=0,W285=-1),Beregn1!$E$36,W285)","v":41},true,{"$f":"IF(AND(Z285=41,AA285=FALSE),Beregn1!$E$36,W285)","v":0},null,0,0,0,0,0,null,{"$f":"ROUND(AD285*Beregn1!$I$30,4)","v":0},{"$f":"ROUND(AE285*Beregn1!$I$30,4)","v":0},{"$f":"ROUND(AF285*Beregn1!$I$30,4)","v":0},{"$f":"ROUND(AG285*Beregn1!$I$30,4)","v":0},{"$f":"ROUND(AH285*Beregn1!$I$30,4)","v":0}]
[null,null,null,null,null,null,null,null,null,null,null,null,null,null,null,null,null,null,null,null,null,null,null,null,null,{"$f":"IF(OR(W286=0,W286=-1),Beregn1!$E$36,W286)","v":41},true,{"$f":"IF(AND(Z286=41,AA286=FALSE),Beregn1!$E$36,W286)","v":0},null,0,0,0,0,0,null,{"$f":"ROUND(AD286*Beregn1!$I$30,4)","v":0},{"$f":"ROUND(AE286*Beregn1!$I$30,4)","v":0},{"$f":"ROUND(AF286*Beregn1!$I$30,4)","v":0},{"$f":"ROUND(AG286*Beregn1!$I$30,4)","v":0},{"$f":"ROUND(AH286*Beregn1!$I$30,4)","v":0}]
[null,null,null,null,null,null,null,null,null,null,null,null,null,null,null,null,null,null,null,null,null,null,null,null,null,{"$f":"IF(OR(W287=0,W287=-1),Beregn1!$E$36,W287)","v":41},true,{"$f":"IF(AND(Z287=41,AA287=FALSE),Beregn1!$E$36,W287)","v":0},null,0,0,0,0,0,null,{"$f":"ROUND(AD287*Beregn1!$I$30,4)","v":0},{"$f":"ROUND(AE287*Beregn1!$I$30,4)","v":0},{"$f":"ROUND(AF287*Beregn1!$I$30,4)","v":0},{"$f":"ROUND(AG287*Beregn1!$I$30,4)","v":0},{"$f":"ROUND(AH287*Beregn1!$I$30,4)","v":0}]
[null,null,null,null,null,null,null,null,null,null,null,null,null,null,null,null,null,null,null,null,null,null,null,null,null,{"$f":"IF(OR(W288=0,W288=-1),Beregn1!$E$36,W288)","v":41},true,{"$f":"IF(AND(Z288=41,AA288=FALSE),Beregn1!$E$36,W288)","v":0},null,0,0,0,0,0,null,{"$f":"ROUND(AD288*Beregn1!$I$30,4)","v":0},{"$f":"ROUND(AE288*Beregn1!$I$30,4)","v":0},{"$f":"ROUND(AF288*Beregn1!$I$30,4)","v":0},{"$f":"ROUND(AG288*Beregn1!$I$30,4)","v":0},{"$f":"ROUND(AH288*Beregn1!$I$30,4)","v":0}]
[null,null,null,null,null,null,null,null,null,null,null,null,null,null,null,null,null,null,null,null,null,null,null,null,null,{"$f":"IF(OR(W289=0,W289=-1),Beregn1!$E$36,W289)","v":41},true,{"$f":"IF(AND(Z289=41,AA289=FALSE),Beregn1!$E$36,W289)","v":0},null,0,0,0,0,0,null,{"$f":"ROUND(AD289*Beregn1!$I$30,4)","v":0},{"$f":"ROUND(AE289*Beregn1!$I$30,4)","v":0},{"$f":"ROUND(AF289*Beregn1!$I$30,4)","v":0},{"$f":"ROUND(AG289*Beregn1!$I$30,4)","v":0},{"$f":"ROUND(AH289*Beregn1!$I$30,4)","v":0}]
[null,null,null,null,null,null,null,null,null,null,null,null,null,null,null,null,null,null,null,null,null,null,null,null,null,{"$f":"IF(OR(W290=0,W290=-1),Beregn1!$E$36,W290)","v":41},true,{"$f":"IF(AND(Z290=41,AA290=FALSE),Beregn1!$E$36,W290)","v":0},null,0,0,0,0,0,null,{"$f":"ROUND(AD290*Beregn1!$I$30,4)","v":0},{"$f":"ROUND(AE290*Beregn1!$I$30,4)","v":0},{"$f":"ROUND(AF290*Beregn1!$I$30,4)","v":0},{"$f":"ROUND(AG290*Beregn1!$I$30,4)","v":0},{"$f":"ROUND(AH290*Beregn1!$I$30,4)","v":0}]
[null,null,null,null,null,null,null,null,null,null,null,null,null,null,null,null,null,null,null,null,null,null,null,null,null,{"$f":"IF(OR(W291=0,W291=-1),Beregn1!$E$36,W291)","v":41},true,{"$f":"IF(AND(Z291=41,AA291=FALSE),Beregn1!$E$36,W291)","v":0},null,0,0,0,0,0,null,{"$f":"ROUND(AD291*Beregn1!$I$30,4)","v":0},{"$f":"ROUND(AE291*Beregn1!$I$30,4)","v":0},{"$f":"ROUND(AF291*Beregn1!$I$30,4)","v":0},{"$f":"ROUND(AG291*Beregn1!$I$30,4)","v":0},{"$f":"ROUND(AH291*Beregn1!$I$30,4)","v":0}]
[null,null,null,null,null,null,null,null,null,null,null,null,null,null,null,null,null,null,null,null,null,null,null,null,null,{"$f":"IF(OR(W292=0,W292=-1),Beregn1!$E$36,W292)","v":41},true,{"$f":"IF(AND(Z292=41,AA292=FALSE),Beregn1!$E$36,W292)","v":0},null,0,0,0,0,0,null,{"$f":"ROUND(AD292*Beregn1!$I$30,4)","v":0},{"$f":"ROUND(AE292*Beregn1!$I$30,4)","v":0},{"$f":"ROUND(AF292*Beregn1!$I$30,4)","v":0},{"$f":"ROUND(AG292*Beregn1!$I$30,4)","v":0},{"$f":"ROUND(AH292*Beregn1!$I$30,4)","v":0}]
[null,null,null,null,null,null,null,null,null,null,null,null,null,null,null,null,null,null,null,null,null,null,null,null,null,{"$f":"IF(OR(W293=0,W293=-1),Beregn1!$E$36,W293)","v":41},true,{"$f":"IF(AND(Z293=41,AA293=FALSE),Beregn1!$E$36,W293)","v":0},null,0,0,0,0,0,null,{"$f":"ROUND(AD293*Beregn1!$I$30,4)","v":0},{"$f":"ROUND(AE293*Beregn1!$I$30,4)","v":0},{"$f":"ROUND(AF293*Beregn1!$I$30,4)","v":0},{"$f":"ROUND(AG293*Beregn1!$I$30,4)","v":0},{"$f":"ROUND(AH293*Beregn1!$I$30,4)","v":0}]
[null,null,null,null,null,null,null,null,null,null,null,null,null,null,null,null,null,null,null,null,null,null,null,null,null,{"$f":"IF(OR(W294=0,W294=-1),Beregn1!$E$36,W294)","v":41},true,{"$f":"IF(AND(Z294=41,AA294=FALSE),Beregn1!$E$36,W294)","v":0},null,0,0,0,0,0,null,{"$f":"ROUND(AD294*Beregn1!$I$30,4)","v":0},{"$f":"ROUND(AE294*Beregn1!$I$30,4)","v":0},{"$f":"ROUND(AF294*Beregn1!$I$30,4)","v":0},{"$f":"ROUND(AG294*Beregn1!$I$30,4)","v":0},{"$f":"ROUND(AH294*Beregn1!$I$30,4)","v":0}]
[null,null,null,null,null,null,null,null,null,null,null,null,null,null,null,null,null,null,null,null,null,null,null,null,null,{"$f":"IF(OR(W295=0,W295=-1),Beregn1!$E$36,W295)","v":41},true,{"$f":"IF(AND(Z295=41,AA295=FALSE),Beregn1!$E$36,W295)","v":0},null,0,0,0,0,0,null,{"$f":"ROUND(AD295*Beregn1!$I$30,4)","v":0},{"$f":"ROUND(AE295*Beregn1!$I$30,4)","v":0},{"$f":"ROUND(AF295*Beregn1!$I$30,4)","v":0},{"$f":"ROUND(AG295*Beregn1!$I$30,4)","v":0},{"$f":"ROUND(AH295*Beregn1!$I$30,4)","v":0}]
[null,null,null,null,null,null,null,null,null,null,null,null,null,null,null,null,null,null,null,null,null,null,null,null,null,{"$f":"IF(OR(W296=0,W296=-1),Beregn1!$E$36,W296)","v":41},true,{"$f":"IF(AND(Z296=41,AA296=FALSE),Beregn1!$E$36,W296)","v":0},null,0,0,0,0,0,null,{"$f":"ROUND(AD296*Beregn1!$I$30,4)","v":0},{"$f":"ROUND(AE296*Beregn1!$I$30,4)","v":0},{"$f":"ROUND(AF296*Beregn1!$I$30,4)","v":0},{"$f":"ROUND(AG296*Beregn1!$I$30,4)","v":0},{"$f":"ROUND(AH296*Beregn1!$I$30,4)","v":0}]
[null,null,null,null,null,null,null,null,null,null,null,null,null,null,null,null,null,null,null,null,null,null,null,null,null,{"$f":"IF(OR(W297=0,W297=-1),Beregn1!$E$36,W297)","v":41},true,{"$f":"IF(AND(Z297=41,AA297=FALSE),Beregn1!$E$36,W297)","v":0},null,0,0,0,0,0,null,{"$f":"ROUND(AD297*Beregn1!$I$30,4)","v":0},{"$f":"ROUND(AE297*Beregn1!$I$30,4)","v":0},{"$f":"ROUND(AF297*Beregn1!$I$30,4)","v":0},{"$f":"ROUND(AG297*Beregn1!$I$30,4)","v":0},{"$f":"ROUND(AH297*Beregn1!$I$30,4)","v":0}]
[null,null,null,null,null,null,null,null,null,null,null,null,null,null,null,null,null,null,null,null,null,null,null,null,null,{"$f":"IF(OR(W298=0,W298=-1),Beregn1!$E$36,W298)","v":41},true,{"$f":"IF(AND(Z298=41,AA298=FALSE),Beregn1!$E$36,W298)","v":0},null,0,0,0,0,0,null,{"$f":"ROUND(AD298*Beregn1!$I$30,4)","v":0},{"$f":"ROUND(AE298*Beregn1!$I$30,4)","v":0},{"$f":"ROUND(AF298*Beregn1!$I$30,4)","v":0},{"$f":"ROUND(AG298*Beregn1!$I$30,4)","v":0},{"$f":"ROUND(AH298*Beregn1!$I$30,4)","v":0}]
[null,null,null,null,null,null,null,null,null,null,null,null,null,null,null,null,null,null,null,null,null,null,null,null,null,{"$f":"IF(OR(W299=0,W299=-1),Beregn1!$E$36,W299)","v":41},true,{"$f":"IF(AND(Z299=41,AA299=FALSE),Beregn1!$E$36,W299)","v":0},null,0,0,0,0,0,null,{"$f":"ROUND(AD299*Beregn1!$I$30,4)","v":0},{"$f":"ROUND(AE299*Beregn1!$I$30,4)","v":0},{"$f":"ROUND(AF299*Beregn1!$I$30,4)","v":0},{"$f":"ROUND(AG299*Beregn1!$I$30,4)","v":0},{"$f":"ROUND(AH299*Beregn1!$I$30,4)","v":0}]
[null,null,null,null,null,null,null,null,null,null,null,null,null,null,null,null,null,null,null,null,null,null,null,null,null,{"$f":"IF(OR(W300=0,W300=-1),Beregn1!$E$36,W300)","v":41},true,{"$f":"IF(AND(Z300=41,AA300=FALSE),Beregn1!$E$36,W300)","v":0},null,0,0,0,0,0,null,{"$f":"ROUND(AD300*Beregn1!$I$30,4)","v":0},{"$f":"ROUND(AE300*Beregn1!$I$30,4)","v":0},{"$f":"ROUND(AF300*Beregn1!$I$30,4)","v":0},{"$f":"ROUND(AG300*Beregn1!$I$30,4)","v":0},{"$f":"ROUND(AH300*Beregn1!$I$30,4)","v":0}]

{"sheet":"GR_d","index":8,"n_rows":5,"n_cols":37,"rows_kept":5,"cut":false,"hidden":true,"merged":[[0,8,9,8],[0,15,9,15],[0,25,9,25],[0,19,9,19]]}
["Thickness",null,null,null,null,null,null,null,"Dataudtræk ↓","Thickness","Evaporated","Drained","Overflow","T_overflow","Available_Volume","Ret T_overflow ↓",{"$f":"N1","v":"T_overflow"},{"$f":"N1","v":"T_overflow"},{"$f":"N1","v":"T_overflow"},"Output ↓",{"$f":"INDEX($J1:$O1,MATCH(\"Evaporated\",$J$1:$O$1,0))","v":"Evaporated"},{"$f":"INDEX($J1:$O1,MATCH(\"Drained\",$J$1:$O$1,0))","v":"Drained"},{"$f":"INDEX($J1:$O1,MATCH(\"Overflow\",$J$1:$O$1,0))","v":"Overflow"},{"$f":"S1","v":"T_overflow"},{"$f":"INDEX($J1:$O1,MATCH(\"Available_Volume\",$J$1:$O$1,0))","v":"Available_Volume"},"Lineær interpolation ↓","Evaporated_w","Drained_w","Overflow_w","T_overflow_w","Available_Volume_w",null,"Evaporated_sum","Drained_sum","Overflow_sum","T_overflow_sum","Available_Volume_sum"]
[{"$f":"Beregn1!$B$118","v":60},null,null,null,null,null,null,null,null,60,0.52,0.48,0,13.663,1,null,{"$f":"IF(OR(N2=0,N2=-1),Beregn1!$E$36,N2)","v":13.663},{"$f":"ISBLANK(N2)","v":false},{"$f":"IF(AND(Q2=41,R2=FALSE),Beregn1!$E$36,N2)","v":13.663},null,{"$f":"INDEX($J2:$O2,MATCH(\"Evaporated\",$J$1:$O$1,0))","v":0.52},{"$f":"INDEX($J2:$O2,MATCH(\"Drained\",$J$1:$O$1,0))","v":0.48},{"$f":"INDEX($J2:$O2,MATCH(\"Overflow\",$J$1:$O$1,0))","v":0},{"$f":"S2","v":13.663},{"$f":"INDEX($J2:$O2,MATCH(\"Available_Volume\",$J$1:$O$1,0))","v":1},null,{"$f":"ROUND(U2*Beregn1!$H$30,4)","v":0.52},{"$f":"ROUND(V2*Beregn1!$H$30,4)","v":0.48},{"$f":"ROUND(W2*Beregn1!$H$30,4)","v":0},{"$f":"ROUND(X2*Beregn1!$H$30,4)","v":13.663},{"$f":"ROUND(Y2*Beregn1!$H$30,4)","v":1},null,{"$f":"SUM(AA2:AA5)","v":0.52},{"$f":"SUM(AB2:AB5)","v":0.48},{"$f":"SUM(AC2:AC5)","v":0},{"$f":"SUM(AD2:AD5)","v":13.663},{"$f":"SUM(AE2:AE5)","v":1}]
[{"$f":"Beregn1!$B$119","v":0},null,null,null,null,null,null,null,null,null,null,null,null,null,null,null,{"$f":"IF(OR(N3=0,N3=-1),Beregn1!$E$36,N3)","v":41},true,{"$f":"IF(AND(Q3=41,R3=FALSE),Beregn1!$E$36,N3)","v":0},null,{"$f":"INDEX($J3:$O3,MATCH(\"Evaporated\",$J$1:$O$1,0))","v":0},{"$f":"INDEX($J3:$O3,MATCH(\"Drained\",$J$1:$O$1,0))","v":0},{"$f":"INDEX($J3:$O3,MATCH(\"Overflow\",$J$1:$O$1,0))","v":0},0,{"$f":"INDEX($J3:$O3,MATCH(\"Available_Volume\",$J$1:$O$1,0))","v":0},null,{"$f":"ROUND(U3*Beregn1!$H$30,4)","v":0},{"$f":"ROUND(V3*Beregn1!$H$30,4)","v":0},{"$f":"ROUND(W3*Beregn1!$H$30,4)","v":0},{"$f":"ROUND(X3*Beregn1!$H$30,4)","v":0},{"$f":"ROUND(Y3*Beregn1!$H$30,4)","v":0}]
[null,null,null,null,null,null,null,null,null,null,null,null,null,null,null,null,{"$f":"IF(OR(N4=0,N4=-1),Beregn1!$E$36,N4)","v":41},{"$f":"ISBLANK(N4)","v":true},{"$f":"IF(AND(Q4=41,R4=FALSE),Beregn1!$E$36,N4)","v":0},null,{"$f":"INDEX($J4:$O4,MATCH(\"Evaporated\",$J$1:$O$1,0))","v":0},{"$f":"INDEX($J4:$O4,MATCH(\"Drained\",$J$1:$O$1,0))","v":0},{"$f":"INDEX($J4:$O4,MATCH(\"Overflow\",$J$1:$O$1,0))","v":0},0,{"$f":"INDEX($J4:$O4,MATCH(\"Available_Volume\",$J$1:$O$1,0))","v":0},null,{"$f":"ROUND(U4*Beregn1!$H$30,4)","v":0},{"$f":"ROUND(V4*Beregn1!$H$30,4)","v":0},{"$f":"ROUND(W4*Beregn1!$H$30,4)","v":0},{"$f":"ROUND(X4*Beregn1!$H$30,4)","v":0},{"$f":"ROUND(Y4*Beregn1!$H$30,4)","v":0}]
[null,null,null,null,null,null,null,null,null,null,null,null,null,null,null,null,{"$f":"IF(OR(N5=0,N5=-1),Beregn1!$E$36,N5)","v":41},true,{"$f":"IF(AND(Q5=41,R5=FALSE),Beregn1!$E$36,N5)","v":0},null,{"$f":"INDEX($J5:$O5,MATCH(\"Evaporated\",$J$1:$O$1,0))","v":0},{"$f":"INDEX($J5:$O5,MATCH(\"Drained\",$J$1:$O$1,0))","v":0},{"$f":"INDEX($J5:$O5,MATCH(\"Overflow\",$J$1:$O$1,0))","v":0},0,{"$f":"INDEX($J5:$O5,MATCH(\"Available_Volume\",$J$1:$O$1,0))","v":0},null,{"$f":"ROUND(U5*Beregn1!$H$30,4)","v":0},{"$f":"ROUND(V5*Beregn1!$H$30,4)","v":0},{"$f":"ROUND(W5*Beregn1!$H$30,4)","v":0},{"$f":"ROUND(X5*Beregn1!$H$30,4)","v":0},{"$f":"ROUND(Y5*Beregn1!$H$30,4)","v":0}]

{"sheet":"Rain_Garden","index":9,"n_rows":287,"n_cols":7,"rows_kept":287,"cut":false,"hidden":true,"merged":[]}
["K","A_ratio","Infiltrated","Evaporated","Overflow","T_overflow","Available_Volume"]
[120,0.02,0.72,0.24,0.04,0.39800000000000002,0.82]
[120,0.05,0.73,0.26,0.01,4.0990000000000002,0.82]
[120,7.0000000000000007E-2,0.72,0.28000000000000003,0.01,10.247,0.82]
[120,0.1,0.7,0.3,0,20.494,0.82]
[120,0.15,0.67,0.33,0,40.988999999999997,0.82]
[120,0.18,0.65,0.35,0,40.988999999999997,0.82]
[120,0.2,0.64,0.37,0,40.988999999999997,0.82]
[110,0.02,0.72,0.24,0.04,0.38300000000000001,0.82]
[110,0.05,0.73,0.26,0.01,3.726,0.82]
[110,7.0000000000000007E-2,0.72,0.28000000000000003,0.01,8.1980000000000004,0.82]
[110,0.1,0.7,0.3,0,20.494,0.82]
[110,0.15,0.67,0.33,0,40.988999999999997,0.82]
[110,0.18,0.65,0.35,0,40.988999999999997,0.82]
[110,0.2,0.64,0.37,0,40.988999999999997,0.82]
[100,0.02,0.71,0.24,0.05,0.36599999999999999,0.82]
[100,0.05,0.73,0.26,0.01,3.726,0.82]
[100,7.0000000000000007E-2,0.72,0.28000000000000003,0.01,8.1980000000000004,0.82]
[100,0.1,0.7,0.3,0,20.494,0.82]
[100,0.15,0.67,0.33,0,40.988999999999997,0.82]
[100,0.18,0.65,0.35,0,40.988999999999997,0.82]
[100,0.2,0.64,0.37,0,40.988999999999997,0.82]
[90,0.02,0.71,0.24,0.05,0.33600000000000002,0.82]
[90,0.05,0.73,0.26,0.01,3.153,0.82]
[90,7.0000000000000007E-2,0.72,0.28000000000000003,0.01,8.1980000000000004,0.82]
[90,0.1,0.7,0.3,0,20.494,0.82]
[90,0.15,0.67,0.33,0,40.988999999999997,0.82]
[90,0.18,0.65,0.35,0,40.988999999999997,0.82]
[90,0.2,0.63,0.37,0,40.988999999999997,0.82]
[80,0.02,0.71,0.24,0.05,0.30599999999999999,0.82]
[80,0.05,0.73,0.26,0.01,2.9279999999999999,0.82]
[80,7.0000000000000007E-2,0.72,0.28000000000000003,0.01,8.1980000000000004,0.82]
[80,0.1,0.7,0.3,0,20.494,0.82]
[80,0.15,0.67,0.33,0,40.988999999999997,0.82]
[80,0.18,0.65,0.35,0,40.988999999999997,0.82]
[80,0.2,0.63,0.37,0,40.988999999999997,0.82]
[70,0.02,0.7,0.24,0.06,0.28499999999999998,0.82]
[70,0.05,0.73,0.26,0.01,2.9279999999999999,0.82]
[70,7.0000000000000007E-2,0.72,0.28000000000000003,0.01,8.1980000000000004,0.82]
[70,0.1,0.7,0.3,0,20.494,0.82]
[70,0.15,0.67,0.33,0,40.988999999999997,0.82]
[70,0.18,0.65,0.35,0,40.988999999999997,0.82]
[70,0.2,0.63,0.37,0,40.988999999999997,0.82]
[60,0.02,0.7,0.24,0.06,0.26100000000000001,0.82]
[60,0.05,0.73,0.26,0.01,2.5619999999999998,0.82]
[60,7.0000000000000007E-2,0.71,0.28000000000000003,0.01,6.8310000000000004,0.82]
[60,0.1,0.7,0.3,0,20.494,0.82]
[60,0.15,0.67,0.33,0,40.988999999999997,0.82]
[60,0.18,0.65,0.35,0,40.988999999999997,0.82]
[60,0.2,0.63,0.37,0,40.988999999999997,0.82]
[50,0.02,0.69,0.24,7.0000000000000007E-2,0.223,0.82]
[50,0.05,0.72,0.26,0.01,2.411,0.82]
[50,7.0000000000000007E-2,0.71,0.28000000000000003,0.01,6.8310000000000004,0.82]
[50,0.1,0.7,0.3,0,13.663,0.82]
[50,0.15,0.67,0.33,0,20.494,0.82]
[50,0.18,0.65,0.35,0,40.988999999999997,0.82]
[50,0.2,0.63,0.37,0,40.988999999999997,0.82]
[40,0.02,0.68,0.24,0.08,0.187,0.82]
[40,0.05,0.72,0.26,0.02,1.952,0.82]
[40,7.0000000000000007E-2,0.71,0.28000000000000003,0.01,5.8559999999999999,0.82]
[40,0.1,0.7,0.3,0,13.663,0.82]
[40,0.15,0.67,0.33,0,20.494,0.82]
[40,0.18,0.65,0.35,0,40.988999999999997,0.82]
[40,0.2,0.63,0.37,0,40.988999999999997,0.82]
[30,0.02,0.66,0.24,0.1,0.152,0.82]
[30,0.05,0.72,0.26,0.02,1.64,0.82]
[30,7.0000000000000007E-2,0.71,0.28000000000000003,0.01,5.1239999999999997,0.82]
[30,0.1,0.7,0.3,0.01,13.663,0.82]
[30,0.15,0.67,0.33,0,20.494,0.82]
[30,0.18,0.65,0.35,0,40.988999999999997,0.82]
[30,0.2,0.63,0.37,0,40.988999999999997,0.82]
[20,0.02,0.64,0.24,0.12,0.122,0.81]
[20,0.05,0.72,0.26,0.02,1.1080000000000001,0.82]
[20,7.0000000000000007E-2,0.71,0.28000000000000003,0.01,3.726,0.82]
[20,0.1,0.7,0.3,0.01,8.1980000000000004,0.82]
[20,0.15,0.67,0.33,0,20.494,0.82]
[20,0.18,0.65,0.35,0,20.494,0.82]
[20,0.2,0.63,0.37,0,40.988999999999997,0.82]
[10,0.02,0.57999999999999996,0.24,0.18,8.7999999999999995E-2,0.81]
[10,0.05,0.7,0.26,0.04,0.69499999999999995,0.81]
[10,7.0000000000000007E-2,0.71,0.28000000000000003,0.01,2.411,0.82]
[10,0.1,0.7,0.3,0.01,5.8559999999999999,0.82]
[10,0.15,0.67,0.33,0,20.494,0.82]
[10,0.18,0.65,0.35,0,20.494,0.82]
[10,0.2,0.63,0.37,0,20.494,0.82]
[9,0.02,0.56999999999999995,0.24,0.18,8.3000000000000004E-2,0.8]
[9,0.05,0.7,0.26,0.04,0.65100000000000002,0.81]
[9,7.0000000000000007E-2,0.71,0.28000000000000003,0.02,2.2770000000000001,0.81]
[9,0.1,0.7,0.3,0.01,5.8559999999999999,0.82]
[9,0.15,0.67,0.33,0,20.494,0.82]
[9,0.18,0.65,0.35,0,20.494,0.82]
[9,0.2,0.63,0.37,0,20.494,0.82]
[8,0.02,0.56000000000000005,0.24,0.2,7.5999999999999998E-2,0.8]
[8,0.05,0.7,0.26,0.04,0.58599999999999997,0.81]
[8,7.0000000000000007E-2,0.7,0.28000000000000003,0.02,2.2770000000000001,0.81]
[8,0.1,0.7,0.3,0.01,4.5540000000000003,0.81]
[8,0.15,0.67,0.33,0,20.494,0.81]
[8,0.18,0.65,0.35,0,20.494,0.81]
[8,0.2,0.63,0.37,0,20.494,0.82]
[7,0.02,0.55000000000000004,0.24,0.21,7.0999999999999994E-2,0.8]
[7,0.05,0.69,0.26,0.05,0.50600000000000001,0.81]
[7,7.0000000000000007E-2,0.7,0.28000000000000003,0.02,2.157,0.81]
[7,0.1,0.69,0.3,0.01,4.5540000000000003,0.81]
[7,0.15,0.67,0.33,0,13.663,0.81]
[7,0.18,0.65,0.35,0,20.494,0.81]
[7,0.2,0.63,0.37,0,20.494,0.81]
[6,0.02,0.53,0.24,0.23,6.6000000000000003E-2,0.8]
[6,0.05,0.69,0.26,0.05,0.49399999999999999,0.81]
[6,7.0000000000000007E-2,0.7,0.28000000000000003,0.02,1.863,0.81]
[6,0.1,0.69,0.3,0.01,4.5540000000000003,0.81]
[6,0.15,0.67,0.33,0,13.663,0.81]
[6,0.18,0.65,0.35,0,20.494,0.81]
[6,0.2,0.63,0.37,0,20.494,0.81]
[5,0.02,0.51,0.24,0.25,6.0999999999999999E-2,0.8]
[5,0.05,0.68,0.26,0.06,0.43099999999999999,0.81]
[5,7.0000000000000007E-2,0.7,0.28000000000000003,0.02,1.413,0.81]
[5,0.1,0.69,0.3,0.01,4.0990000000000002,0.81]
[5,0.15,0.67,0.33,0,13.663,0.81]
[5,0.18,0.65,0.35,0,20.494,0.81]
[5,0.2,0.63,0.37,0,20.494,0.81]
[4,0.02,0.48,0.24,0.28000000000000003,5.5E-2,0.73]
[4,0.05,0.67,0.26,7.0000000000000007E-2,0.35299999999999998,0.8]
[4,7.0000000000000007E-2,0.69,0.28000000000000003,0.03,1.139,0.81]
[4,0.1,0.69,0.3,0.01,2.7330000000000001,0.81]
[4,0.15,0.67,0.33,0,10.247,0.81]
[4,0.18,0.65,0.35,0,20.494,0.81]
[4,0.2,0.63,0.37,0,20.494,0.81]
[3,0.02,0.43,0.24,0.32,4.7E-2,0.6]
[3,0.05,0.66,0.26,0.08,0.25900000000000001,0.8]
[3,7.0000000000000007E-2,0.69,0.28000000000000003,0.04,0.82,0.8]
[3,0.1,0.69,0.3,0.02,1.863,0.81]
[3,0.15,0.66,0.33,0.01,10.247,0.81]
[3,0.18,0.65,0.35,0,20.494,0.81]
[3,0.2,0.63,0.37,0,20.494,0.81]
[2,0.02,0.36,0.24,0.39,3.9E-2,0.41]
[2,0.05,0.62,0.26,0.12,0.16600000000000001,0.77]
[2,7.0000000000000007E-2,0.67,0.28000000000000003,0.05,0.55400000000000005,0.8]
[2,0.1,0.68,0.3,0.03,1.171,0.8]
[2,0.15,0.66,0.33,0.01,5.8559999999999999,0.81]
[2,0.18,0.65,0.35,0,20.494,0.81]
[2,0.2,0.63,0.37,0,20.494,0.81]
[1,0.02,0.25,0.24,0.51,3.1E-2,0.17]
[1,0.05,0.5,0.27,0.23,7.1999999999999995E-2,0.49]
[1,7.0000000000000007E-2,0.61,0.28000000000000003,0.11,0.182,0.7]
[1,0.1,0.65,0.3,0.05,0.5,0.78]
[1,0.15,0.65,0.33,0.02,1.708,0.8]
[1,0.18,0.64,0.35,0.01,4.5540000000000003,0.8]
[1,0.2,0.63,0.37,0,10.247,0.8]
[0.9,0.02,0.23,0.24,0.53,0.03,0.15]
[0.9,0.05,0.48,0.27,0.26,6.5000000000000002E-2,0.44]
[0.9,7.0000000000000007E-2,0.59,0.28000000000000003,0.13,0.157,0.67]
[0.9,0.1,0.64,0.3,0.06,0.39,0.76]
[0.9,0.15,0.65,0.33,0.02,1.464,0.8]
[0.9,0.18,0.64,0.35,0.01,3.726,0.8]
[0.9,0.2,0.63,0.37,0,8.1980000000000004,0.8]
[0.8,0.02,0.21,0.24,0.55000000000000004,2.9000000000000001E-2,0.13]
[0.8,0.05,0.45,0.27,0.28000000000000003,5.8000000000000003E-2,0.38]
[0.8,7.0000000000000007E-2,0.56999999999999995,0.28000000000000003,0.15,0.127,0.61]
[0.8,0.1,0.63,0.3,7.0000000000000007E-2,0.29499999999999998,0.73]
[0.8,0.15,0.65,0.33,0.02,1.206,0.8]
[0.8,0.18,0.64,0.35,0.01,2.2770000000000001,0.8]
[0.8,0.2,0.63,0.37,0.01,5.8559999999999999,0.8]
[0.7,0.02,0.19,0.24,0.56999999999999995,2.8000000000000001E-2,0.1]
[0.7,0.05,0.42,0.27,0.32,5.1999999999999998E-2,0.3]
[0.7,7.0000000000000007E-2,0.55000000000000004,0.28000000000000003,0.17,0.105,0.54]
[0.7,0.1,0.61,0.3,0.09,0.22600000000000001,0.7]
[0.7,0.15,0.64,0.33,0.03,0.95299999999999996,0.79]
[0.7,0.18,0.64,0.35,0.01,1.64,0.8]
[0.7,0.2,0.63,0.37,0.01,4.5540000000000003,0.8]
[0.6,0.02,0.17,0.24,0.59,2.7E-2,0.08]
[0.6,0.05,0.38,0.27,0.35,4.4999999999999998E-2,0.22]
[0.6,7.0000000000000007E-2,0.51,0.28000000000000003,0.21,8.2000000000000003E-2,0.44]
[0.6,0.1,0.59,0.3,0.11,0.16700000000000001,0.63]
[0.6,0.15,0.64,0.33,0.03,0.82,0.77]
[0.6,0.18,0.63,0.35,0.02,1.3220000000000001,0.8]
[0.6,0.2,0.62,0.37,0.01,2.411,0.8]
[0.5,0.02,0.14000000000000001,0.24,0.62,2.5000000000000001E-2,0.06]
[0.5,0.05,0.33,0.27,0.4,0.04,0.16]
[0.5,7.0000000000000007E-2,0.46,0.28000000000000003,0.26,6.5000000000000002E-2,0.33]
[0.5,0.1,0.55000000000000004,0.3,0.15,0.11600000000000001,0.53]
[0.5,0.15,0.62,0.33,0.04,0.49399999999999999,0.74]
[0.5,0.18,0.63,0.35,0.02,0.93200000000000005,0.78]
[0.5,0.2,0.62,0.37,0.01,1.863,0.8]
[120,0.25,0.6,0.4,0,0,0.82]
[120,0.3,0.56999999999999995,0.43,0,0,0.82]
[120,0.35,0.54,0.47,0,0,0.82]
[120,0.4,0.51,0.5,0,0,0.82]
[110,0.25,0.6,0.4,0,0,0.82]
[110,0.3,0.56999999999999995,0.43,0,0,0.82]
[110,0.35,0.54,0.47,0,0,0.82]
[110,0.4,0.51,0.5,0,0,0.82]
[100,0.25,0.6,0.4,0,0,0.82]
[100,0.3,0.56999999999999995,0.43,0,0,0.82]
[100,0.35,0.54,0.47,0,0,0.82]
[100,0.4,0.51,0.5,0,0,0.82]
[90,0.25,0.6,0.4,0,0,0.82]
[90,0.3,0.56999999999999995,0.43,0,0,0.82]
[90,0.35,0.54,0.47,0,0,0.82]
[90,0.4,0.51,0.5,0,0,0.82]
[80,0.25,0.6,0.4,0,0,0.82]
[80,0.3,0.56999999999999995,0.43,0,0,0.82]
[80,0.35,0.54,0.47,0,0,0.82]
[80,0.4,0.51,0.5,0,0,0.82]
[70,0.25,0.6,0.4,0,0,0.82]
[70,0.3,0.56999999999999995,0.43,0,0,0.82]
[70,0.35,0.54,0.47,0,0,0.82]
[70,0.4,0.51,0.5,0,0,0.82]
[60,0.25,0.6,0.4,0,0,0.82]
[60,0.3,0.56999999999999995,0.43,0,0,0.82]
[60,0.35,0.54,0.47,0,0,0.82]
[60,0.4,0.51,0.5,0,0,0.82]
[50,0.25,0.6,0.4,0,0,0.82]
[50,0.3,0.56999999999999995,0.43,0,0,0.82]
[50,0.35,0.54,0.47,0,0,0.82]
[50,0.4,0.51,0.5,0,0,0.82]
[40,0.25,0.6,0.4,0,40.988999999999997,0.82]
[40,0.3,0.56999999999999995,0.43,0,0,0.82]
[40,0.35,0.54,0.47,0,0,0.82]
[40,0.4,0.51,0.5,0,0,0.82]
[30,0.25,0.6,0.4,0,40.988999999999997,0.82]
[30,0.3,0.56999999999999995,0.43,0,0,0.82]
[30,0.35,0.54,0.47,0,0,0.82]
[30,0.4,0.51,0.5,0,0,0.82]
[20,0.25,0.6,0.4,0,40.988999999999997,0.82]
[20,0.3,0.56999999999999995,0.43,0,0,0.82]
[20,0.35,0.54,0.47,0,0,0.82]
[20,0.4,0.51,0.5,0,0,0.82]
[10,0.25,0.6,0.4,0,40.988999999999997,0.82]
[10,0.3,0.56999999999999995,0.43,0,0,0.82]
[10,0.35,0.54,0.47,0,0,0.82]
[10,0.4,0.51,0.5,0,0,0.82]
[9,0.25,0.6,0.4,0,40.988999999999997,0.82]
[9,0.3,0.56999999999999995,0.43,0,0,0.82]
[9,0.35,0.54,0.47,0,0,0.82]
[9,0.4,0.51,0.5,0,0,0.82]
[8,0.25,0.6,0.4,0,40.988999999999997,0.82]
[8,0.3,0.56999999999999995,0.43,0,0,0.82]
[8,0.35,0.54,0.47,0,0,0.82]
[8,0.4,0.51,0.5,0,0,0.82]
[7,0.25,0.6,0.4,0,40.988999999999997,0.82]
[7,0.3,0.56999999999999995,0.43,0,0,0.82]
[7,0.35,0.54,0.47,0,0,0.82]
[7,0.4,0.51,0.5,0,0,0.82]
[6,0.25,0.6,0.4,0,40.988999999999997,0.82]
[6,0.3,0.56999999999999995,0.43,0,0,0.82]
[6,0.35,0.54,0.47,0,0,0.82]
[6,0.4,0.51,0.5,0,0,0.82]
[5,0.25,0.6,0.4,0,40.988999999999997,0.81]
[5,0.3,0.56999999999999995,0.43,0,0,0.82]
[5,0.35,0.54,0.47,0,0,0.82]
[5,0.4,0.51,0.5,0,0,0.82]
[4,0.25,0.6,0.4,0,40.988999999999997,0.81]
[4,0.3,0.56999999999999995,0.43,0,0,0.82]
[4,0.35,0.54,0.47,0,0,0.82]
[4,0.4,0.51,0.5,0,0,0.82]
[3,0.25,0.6,0.4,0,40.988999999999997,0.81]
[3,0.3,0.56999999999999995,0.43,0,0,0.81]
[3,0.35,0.54,0.47,0,0,0.82]
[3,0.4,0.51,0.5,0,0,0.82]
[2,0.25,0.6,0.4,0,20.494,0.81]
[2,0.3,0.56999999999999995,0.43,0,40.988999999999997,0.81]
[2,0.35,0.54,0.47,0,0,0.81]
[2,0.4,0.51,0.5,0,0,0.81]
[1,0.25,0.6,0.4,0,20.494,0.8]
[1,0.3,0.56999999999999995,0.43,0,40.988999999999997,0.81]
[1,0.35,0.54,0.47,0,0,0.81]
[1,0.4,0.51,0.5,0,0,0.81]
[0.9,0.25,0.6,0.4,0,20.494,0.8]
[0.9,0.3,0.56999999999999995,0.43,0,40.988999999999997,0.81]
[0.9,0.35,0.54,0.47,0,0,0.81]
[0.9,0.4,0.51,0.5,0,0,0.81]
[0.8,0.25,0.6,0.4,0,20.494,0.8]
[0.8,0.3,0.56999999999999995,0.43,0,40.988999999999997,0.8]
[0.8,0.35,0.54,0.47,0,0,0.81]
[0.8,0.4,0.51,0.5,0,0,0.81]
[0.7,0.25,0.6,0.4,0,20.494,0.8]
[0.7,0.3,0.56999999999999995,0.43,0,40.988999999999997,0.8]
[0.7,0.35,0.54,0.47,0,0,0.8]
[0.7,0.4,0.51,0.5,0,0,0.81]
[0.6,0.25,0.6,0.4,0,13.663,0.8]
[0.6,0.3,0.56999999999999995,0.43,0,40.988999999999997,0.8]
[0.6,0.35,0.54,0.47,0,0,0.8]
[0.6,0.4,0.51,0.5,0,0,0.81]
[0.5,0.25,0.6,0.4,0,5.8559999999999999,0.8]
[0.5,0.3,0.56999999999999995,0.43,0,20.494,0.8]
[0.5,0.35,0.54,0.47,0,0,0.8]
[0.5,0.4,0.51,0.5,0,0,0.8]

{"sheet":"Soakaway_no_drain","index":10,"n_rows":287,"n_cols":7,"rows_kept":287,"cut":false,"hidden":true,"merged":[]}
["K","A_ratio","Infiltrated","Evaporated","Overflow","T_overflow","Available_Volume"]
[120,0.02,0.75,0.24,0.01,2.9279999999999999,0.98]
[120,0.05,0.75,0.25,0,20.494,0.99]
[120,7.0000000000000007E-2,0.75,0.25,0,40.988999999999997,0.99]
[120,0.1,0.74,0.26,0,0,0.99]
[120,0.15,0.73,0.27,0,0,1]
[120,0.18,0.73,0.28000000000000003,0,0,1]
[120,0.2,0.72,0.28000000000000003,0,0,1]
[120,0.25,0.71,0.28999999999999998,0,0,1]
[120,0.3,0.71,0.3,0,0,1]
[120,0.35,0.7,0.3,0,0,1]
[120,0.4,0.69,0.31,0,0,1]
[110,0.02,0.75,0.24,0.01,2.9279999999999999,0.98]
[110,0.05,0.75,0.25,0,20.494,0.99]
[110,7.0000000000000007E-2,0.75,0.25,0,40.988999999999997,0.99]
[110,0.1,0.74,0.26,0,0,0.99]
[110,0.15,0.73,0.27,0,0,1]
[110,0.18,0.73,0.28000000000000003,0,0,1]
[110,0.2,0.72,0.28000000000000003,0,0,1]
[110,0.25,0.71,0.28999999999999998,0,0,1]
[110,0.3,0.71,0.3,0,0,1]
[110,0.35,0.7,0.3,0,0,1]
[110,0.4,0.69,0.31,0,0,1]
[100,0.02,0.75,0.24,0.01,2.7330000000000001,0.98]
[100,0.05,0.75,0.25,0,20.494,0.99]
[100,7.0000000000000007E-2,0.75,0.25,0,40.988999999999997,0.99]
[100,0.1,0.74,0.26,0,0,0.99]
[100,0.15,0.73,0.27,0,0,1]
[100,0.18,0.73,0.28000000000000003,0,0,1]
[100,0.2,0.72,0.28000000000000003,0,0,1]
[100,0.25,0.71,0.28999999999999998,0,0,1]
[100,0.3,0.71,0.3,0,0,1]
[100,0.35,0.7,0.3,0,0,1]
[100,0.4,0.69,0.31,0,0,1]
[90,0.02,0.75,0.24,0.01,2.7330000000000001,0.98]
[90,0.05,0.75,0.25,0,20.494,0.99]
[90,7.0000000000000007E-2,0.75,0.25,0,40.988999999999997,0.99]
[90,0.1,0.74,0.26,0,0,0.99]
[90,0.15,0.73,0.27,0,0,1]
[90,0.18,0.73,0.28000000000000003,0,0,1]
[90,0.2,0.72,0.28000000000000003,0,0,1]
[90,0.25,0.71,0.28999999999999998,0,0,1]
[90,0.3,0.71,0.3,0,0,1]
[90,0.35,0.7,0.3,0,0,1]
[90,0.4,0.69,0.31,0,0,1]
[80,0.02,0.75,0.24,0.01,2.7330000000000001,0.98]
[80,0.05,0.75,0.25,0,20.494,0.99]
[80,7.0000000000000007E-2,0.75,0.25,0,40.988999999999997,0.99]
[80,0.1,0.74,0.26,0,0,0.99]
[80,0.15,0.73,0.27,0,0,1]
[80,0.18,0.73,0.28000000000000003,0,0,1]
[80,0.2,0.72,0.28000000000000003,0,0,1]
[80,0.25,0.71,0.28999999999999998,0,0,1]
[80,0.3,0.71,0.3,0,0,1]
[80,0.35,0.7,0.3,0,0,1]
[80,0.4,0.69,0.31,0,0,1]
[70,0.02,0.75,0.24,0.02,2.411,0.98]
[70,0.05,0.75,0.25,0,20.494,0.99]
[70,7.0000000000000007E-2,0.75,0.25,0,40.988999999999997,0.99]
[70,0.1,0.74,0.26,0,0,0.99]
[70,0.15,0.73,0.27,0,0,1]
[70,0.18,0.73,0.28000000000000003,0,0,1]
[70,0.2,0.72,0.28000000000000003,0,0,1]
[70,0.25,0.71,0.28999999999999998,0,0,1]
[70,0.3,0.71,0.3,0,0,1]
[70,0.35,0.7,0.3,0,0,1]
[70,0.4,0.69,0.31,0,0,1]
[60,0.02,0.75,0.24,0.02,1.863,0.98]
[60,0.05,0.75,0.25,0,20.494,0.99]
[60,7.0000000000000007E-2,0.75,0.25,0,40.988999999999997,0.99]
[60,0.1,0.74,0.26,0,0,0.99]
[60,0.15,0.73,0.27,0,0,1]
[60,0.18,0.73,0.28000000000000003,0,0,1]
[60,0.2,0.72,0.28000000000000003,0,0,1]
[60,0.25,0.71,0.28999999999999998,0,0,1]
[60,0.3,0.71,0.3,0,0,1]
[60,0.35,0.7,0.3,0,0,1]
[60,0.4,0.69,0.31,0,0,1]
[50,0.02,0.75,0.24,0.02,1.863,0.98]
[50,0.05,0.75,0.25,0,20.494,0.99]
[50,7.0000000000000007E-2,0.75,0.25,0,40.988999999999997,0.99]
[50,0.1,0.74,0.26,0,0,0.99]
[50,0.15,0.73,0.27,0,0,1]
[50,0.18,0.73,0.28000000000000003,0,0,1]
[50,0.2,0.72,0.28000000000000003,0,0,1]
[50,0.25,0.71,0.28999999999999998,0,0,1]
[50,0.3,0.71,0.3,0,0,1]
[50,0.35,0.7,0.3,0,0,1]
[50,0.4,0.69,0.31,0,0,1]
[40,0.02,0.74,0.24,0.02,1.413,0.98]
[40,0.05,0.75,0.25,0,20.494,0.99]
[40,7.0000000000000007E-2,0.75,0.25,0,40.988999999999997,0.99]
[40,0.1,0.74,0.26,0,0,0.99]
[40,0.15,0.73,0.27,0,0,1]
[40,0.18,0.73,0.28000000000000003,0,0,1]
[40,0.2,0.72,0.28000000000000003,0,0,1]
[40,0.25,0.71,0.28999999999999998,0,0,1]
[40,0.3,0.71,0.3,0,0,1]
[40,0.35,0.7,0.3,0,0,1]
[40,0.4,0.69,0.31,0,0,1]
[30,0.02,0.74,0.24,0.02,1.1080000000000001,0.98]
[30,0.05,0.75,0.25,0,20.494,0.99]
[30,7.0000000000000007E-2,0.75,0.25,0,40.988999999999997,0.99]
[30,0.1,0.74,0.26,0,0,0.99]
[30,0.15,0.73,0.27,0,0,1]
[30,0.18,0.73,0.28000000000000003,0,0,1]
[30,0.2,0.72,0.28000000000000003,0,0,1]
[30,0.25,0.71,0.28999999999999998,0,0,1]
[30,0.3,0.71,0.3,0,0,1]
[30,0.35,0.7,0.3,0,0,1]
[30,0.4,0.69,0.31,0,0,1]
[20,0.02,0.73,0.24,0.03,0.78800000000000003,0.98]
[20,0.05,0.75,0.25,0,13.663,0.99]
[20,7.0000000000000007E-2,0.75,0.25,0,20.494,0.99]
[20,0.1,0.74,0.26,0,0,0.99]
[20,0.15,0.73,0.27,0,0,1]
[20,0.18,0.73,0.28000000000000003,0,0,1]
[20,0.2,0.72,0.28000000000000003,0,0,1]
[20,0.25,0.71,0.28999999999999998,0,0,1]
[20,0.3,0.71,0.3,0,0,1]
[20,0.35,0.7,0.3,0,0,1]
[20,0.4,0.69,0.31,0,0,1]
[10,0.02,0.71,0.24,0.06,0.436,0.97]
[10,0.05,0.75,0.25,0.01,10.247,0.99]
[10,7.0000000000000007E-2,0.75,0.25,0,20.494,0.99]
[10,0.1,0.74,0.26,0,40.988999999999997,0.99]
[10,0.15,0.73,0.27,0,0,1]
[10,0.18,0.73,0.28000000000000003,0,0,1]
[10,0.2,0.72,0.28000000000000003,0,0,1]
[10,0.25,0.71,0.28999999999999998,0,0,1]
[10,0.3,0.71,0.3,0,0,1]
[10,0.35,0.7,0.3,0,0,1]
[10,0.4,0.69,0.31,0,0,1]
[9,0.02,0.7,0.24,0.06,0.41399999999999998,0.97]
[9,0.05,0.75,0.25,0.01,10.247,0.99]
[9,7.0000000000000007E-2,0.75,0.25,0,20.494,0.99]
[9,0.1,0.74,0.26,0,40.988999999999997,0.99]
[9,0.15,0.73,0.27,0,0,1]
[9,0.18,0.73,0.28000000000000003,0,0,1]
[9,0.2,0.72,0.28000000000000003,0,0,1]
[9,0.25,0.71,0.28999999999999998,0,0,1]
[9,0.3,0.71,0.3,0,0,1]
[9,0.35,0.7,0.3,0,0,1]
[9,0.4,0.69,0.31,0,0,1]
[8,0.02,0.7,0.24,7.0000000000000007E-2,0.376,0.97]
[8,0.05,0.75,0.25,0.01,6.8310000000000004,0.99]
[8,7.0000000000000007E-2,0.75,0.25,0,20.494,0.99]
[8,0.1,0.74,0.26,0,40.988999999999997,0.99]
[8,0.15,0.73,0.27,0,0,1]
[8,0.18,0.73,0.28000000000000003,0,0,1]
[8,0.2,0.72,0.28000000000000003,0,0,1]
[8,0.25,0.71,0.28999999999999998,0,0,1]
[8,0.3,0.71,0.3,0,0,1]
[8,0.35,0.7,0.3,0,0,1]
[8,0.4,0.69,0.31,0,0,1]
[7,0.02,0.69,0.24,0.08,0.318,0.97]
[7,0.05,0.75,0.25,0.01,5.8559999999999999,0.99]
[7,7.0000000000000007E-2,0.75,0.25,0,20.494,0.99]
[7,0.1,0.74,0.26,0,40.988999999999997,0.99]
[7,0.15,0.73,0.27,0,0,1]
[7,0.18,0.73,0.28000000000000003,0,0,1]
[7,0.2,0.72,0.28000000000000003,0,0,1]
[7,0.25,0.71,0.28999999999999998,0,0,1]
[7,0.3,0.71,0.3,0,0,1]
[7,0.35,0.7,0.3,0,0,1]
[7,0.4,0.69,0.31,0,0,1]
[6,0.02,0.68,0.24,0.09,0.253,0.96]
[6,0.05,0.75,0.25,0.01,4.5540000000000003,0.99]
[6,7.0000000000000007E-2,0.75,0.25,0,20.494,0.99]
[6,0.1,0.74,0.26,0,40.988999999999997,0.99]
[6,0.15,0.73,0.27,0,0,1]
[6,0.18,0.73,0.28000000000000003,0,0,1]
[6,0.2,0.72,0.28000000000000003,0,0,1]
[6,0.25,0.71,0.28999999999999998,0,0,1]
[6,0.3,0.71,0.3,0,0,1]
[6,0.35,0.7,0.3,0,0,1]
[6,0.4,0.69,0.31,0,0,1]
[5,0.02,0.66,0.24,0.11,0.2,0.95]
[5,0.05,0.74,0.25,0.01,3.726,0.98]
[5,7.0000000000000007E-2,0.74,0.25,0,20.494,0.99]
[5,0.1,0.74,0.26,0,40.988999999999997,0.99]
[5,0.15,0.73,0.27,0,0,1]
[5,0.18,0.73,0.28000000000000003,0,0,1]
[5,0.2,0.72,0.28000000000000003,0,0,1]
[5,0.25,0.71,0.28999999999999998,0,0,1]
[5,0.3,0.71,0.3,0,0,1]
[5,0.35,0.7,0.3,0,0,1]
[5,0.4,0.69,0.31,0,0,1]
[4,0.02,0.63,0.24,0.14000000000000001,0.155,0.92]
[4,0.05,0.74,0.25,0.01,2.2770000000000001,0.98]
[4,7.0000000000000007E-2,0.74,0.25,0,20.494,0.99]
[4,0.1,0.74,0.26,0,40.988999999999997,0.99]
[4,0.15,0.73,0.27,0,0,1]
[4,0.18,0.73,0.28000000000000003,0,0,1]
[4,0.2,0.72,0.28000000000000003,0,0,1]
[4,0.25,0.71,0.28999999999999998,0,0,1]
[4,0.3,0.71,0.3,0,0,1]
[4,0.35,0.7,0.3,0,0,1]
[4,0.4,0.69,0.31,0,0,1]
[3,0.02,0.57999999999999996,0.24,0.19,0.122,0.84]
[3,0.05,0.73,0.25,0.02,1.708,0.98]
[3,7.0000000000000007E-2,0.74,0.25,0,13.663,0.99]
[3,0.1,0.74,0.26,0,40.988999999999997,0.99]
[3,0.15,0.73,0.27,0,0,1]
[3,0.18,0.73,0.28000000000000003,0,0,1]
[3,0.2,0.72,0.28000000000000003,0,0,1]
[3,0.25,0.71,0.28999999999999998,0,0,1]
[3,0.3,0.71,0.3,0,0,1]
[3,0.35,0.7,0.3,0,0,1]
[3,0.4,0.69,0.31,0,0,1]
[2,0.02,0.48,0.24,0.28000000000000003,8.3000000000000004E-2,0.7]
[2,0.05,0.72,0.25,0.03,1.0249999999999999,0.97]
[2,7.0000000000000007E-2,0.74,0.26,0.01,5.1239999999999997,0.99]
[2,0.1,0.74,0.26,0,20.494,0.99]
[2,0.15,0.73,0.27,0,0,1]
[2,0.18,0.73,0.28000000000000003,0,0,1]
[2,0.2,0.72,0.28000000000000003,0,0,1]
[2,0.25,0.71,0.28999999999999998,0,0,1]
[2,0.3,0.71,0.3,0,0,1]
[2,0.35,0.7,0.3,0,0,1]
[2,0.4,0.69,0.31,0,0,1]
[1,0.02,0.28999999999999998,0.24,0.47,6.3E-2,0.56000000000000005]
[1,0.05,0.61,0.26,0.14000000000000001,0.219,0.79]
[1,7.0000000000000007E-2,0.71,0.26,0.03,1.079,0.95]
[1,0.1,0.73,0.27,0.01,3.4159999999999999,0.98]
[1,0.15,0.73,0.27,0,40.988999999999997,1]
[1,0.18,0.72,0.28000000000000003,0,0,1]
[1,0.2,0.72,0.28000000000000003,0,0,1]
[1,0.25,0.71,0.28999999999999998,0,0,1]
[1,0.3,0.71,0.3,0,0,1]
[1,0.35,0.7,0.3,0,0,1]
[1,0.4,0.69,0.31,0,0,1]
[0.9,0.02,0.26,0.24,0.5,6.3E-2,0.55000000000000004]
[0.9,0.05,0.57999999999999996,0.26,0.17,0.18099999999999999,0.73]
[0.9,7.0000000000000007E-2,0.7,0.26,0.04,0.67200000000000004,0.93]
[0.9,0.1,0.72,0.27,0.01,2.9279999999999999,0.98]
[0.9,0.15,0.73,0.27,0,40.988999999999997,1]
[0.9,0.18,0.72,0.28000000000000003,0,0,1]
[0.9,0.2,0.72,0.28000000000000003,0,0,1]
[0.9,0.25,0.71,0.28999999999999998,0,0,1]
[0.9,0.3,0.71,0.3,0,0,1]
[0.9,0.35,0.7,0.3,0,0,1]
[0.9,0.4,0.69,0.31,0,0,1]
[0.8,0.02,0.23,0.24,0.53,6.3E-2,0.55000000000000004]
[0.8,0.05,0.53,0.26,0.21,0.14899999999999999,0.68]
[0.8,7.0000000000000007E-2,0.68,0.27,0.06,0.55400000000000005,0.89]
[0.8,0.1,0.72,0.27,0.02,1.64,0.97]
[0.8,0.15,0.73,0.28000000000000003,0,20.494,0.99]
[0.8,0.18,0.72,0.28000000000000003,0,0,1]
[0.8,0.2,0.72,0.28000000000000003,0,0,1]
[0.8,0.25,0.71,0.28999999999999998,0,0,1]
[0.8,0.3,0.71,0.3,0,0,1]
[0.8,0.35,0.7,0.3,0,0,1]
[0.8,0.4,0.69,0.31,0,0,1]
[0.7,0.02,0.2,0.24,0.56000000000000005,6.5000000000000002E-2,0.54]
[0.7,0.05,0.48,0.26,0.26,0.129,0.63]
[0.7,7.0000000000000007E-2,0.65,0.27,0.09,0.41399999999999998,0.81]
[0.7,0.1,0.71,0.27,0.02,1.3220000000000001,0.95]
[0.7,0.15,0.72,0.28000000000000003,0,10.247,0.99]
[0.7,0.18,0.72,0.28000000000000003,0,0,1]
[0.7,0.2,0.72,0.28000000000000003,0,0,1]
[0.7,0.25,0.71,0.28999999999999998,0,0,1]
[0.7,0.3,0.7,0.3,0,0,1]
[0.7,0.35,0.7,0.3,0,0,1]
[0.7,0.4,0.69,0.31,0,0,1]
[0.6,0.02,0.17,0.24,0.57999999999999996,7.1999999999999995E-2,0.54]
[0.6,0.05,0.43,0.26,0.31,0.11600000000000001,0.59]
[0.6,7.0000000000000007E-2,0.6,0.27,0.13,0.25,0.71]
[0.6,0.1,0.69,0.28000000000000003,0.04,0.91100000000000003,0.91]
[0.6,0.15,0.72,0.28000000000000003,0,5.8559999999999999,0.99]
[0.6,0.18,0.72,0.28000000000000003,0,13.663,0.99]
[0.6,0.2,0.72,0.28999999999999998,0,0,1]
[0.6,0.25,0.71,0.28999999999999998,0,0,1]
[0.6,0.3,0.7,0.3,0,0,1]
[0.6,0.35,0.7,0.31,0,0,1]
[0.6,0.4,0.69,0.31,0,0,1]
[0.5,0.02,0.15,0.24,0.61,7.4999999999999997E-2,0.53]
[0.5,0.05,0.36,0.26,0.38,0.11,0.56999999999999995]
[0.5,7.0000000000000007E-2,0.52,0.28000000000000003,0.2,0.17399999999999999,0.64]
[0.5,0.1,0.64,0.28999999999999998,7.0000000000000007E-2,0.52500000000000002,0.8]
[0.5,0.15,0.71,0.28999999999999998,0.01,4.5540000000000003,0.97]
[0.5,0.18,0.71,0.28999999999999998,0,10.247,0.99]
[0.5,0.2,0.71,0.28999999999999998,0,40.988999999999997,0.99]
[0.5,0.25,0.71,0.3,0,0,1]
[0.5,0.3,0.7,0.3,0,0,1]
[0.5,0.35,0.69,0.31,0,0,1]
[0.5,0.4,0.69,0.31,0,0,1]

{"sheet":"Bio_Retention_cell_no_drain","index":11,"n_rows":21841,"n_cols":10,"rows_kept":4500,"cut":true,"hidden":true,"merged":[],"bounds":{"rows_first":2000,"rows_last":500,"rows_between":2000,"halvings":0}}
["K","A_ratio","surface_depth","soil_depth","storage_depth","Infiltrated","Evaporated","Overflow","T_overflow","Available_Volume"]
[120,0.02,100,300,800,0.69,0.24,7.0000000000000007E-2,0.13300000000000001,0.92]
[120,0.02,100,300,1000,0.69,0.24,7.0000000000000007E-2,0.13300000000000001,0.93]
[120,0.02,100,300,1200,0.69,0.24,7.0000000000000007E-2,0.13300000000000001,0.94]
[120,0.02,100,300,1600,0.69,0.24,7.0000000000000007E-2,0.13300000000000001,0.95]
[120,0.02,100,300,2000,0.69,0.24,7.0000000000000007E-2,0.13300000000000001,0.96]
[120,0.02,100,400,800,0.69,0.24,7.0000000000000007E-2,0.13900000000000001,0.9]
[120,0.02,100,400,1000,0.69,0.24,7.0000000000000007E-2,0.13900000000000001,0.91]
[120,0.02,100,400,1200,0.69,0.24,7.0000000000000007E-2,0.13900000000000001,0.92]
[120,0.02,100,400,1600,0.69,0.24,7.0000000000000007E-2,0.13900000000000001,0.93]
[120,0.02,100,400,2000,0.69,0.24,7.0000000000000007E-2,0.13900000000000001,0.94]
[120,0.02,100,500,800,0.69,0.24,7.0000000000000007E-2,0.14299999999999999,0.87]
[120,0.02,100,500,1000,0.69,0.24,7.0000000000000007E-2,0.14299999999999999,0.89]
[120,0.02,100,500,1200,0.69,0.24,7.0000000000000007E-2,0.14299999999999999,0.9]
[120,0.02,100,500,1600,0.69,0.24,7.0000000000000007E-2,0.14299999999999999,0.92]
[120,0.02,100,500,2000,0.69,0.24,7.0000000000000007E-2,0.14299999999999999,0.93]
[120,0.02,100,600,800,0.69,0.24,7.0000000000000007E-2,0.14499999999999999,0.85]
[120,0.02,100,600,1000,0.69,0.24,7.0000000000000007E-2,0.14499999999999999,0.87]
[120,0.02,100,600,1200,0.69,0.24,7.0000000000000007E-2,0.14499999999999999,0.88]
[120,0.02,100,600,1600,0.69,0.24,7.0000000000000007E-2,0.14499999999999999,0.9]
[120,0.02,100,600,2000,0.69,0.24,7.0000000000000007E-2,0.14499999999999999,0.92]
[120,0.02,200,300,800,0.71,0.24,0.05,0.22500000000000001,0.93]
[120,0.02,200,300,1000,0.71,0.24,0.05,0.22500000000000001,0.94]
[120,0.02,200,300,1200,0.71,0.24,0.05,0.22500000000000001,0.95]
[120,0.02,200,300,1600,0.71,0.24,0.05,0.22500000000000001,0.96]
[120,0.02,200,300,2000,0.71,0.24,0.05,0.22500000000000001,0.96]
[120,0.02,200,400,800,0.71,0.24,0.05,0.23699999999999999,0.91]
[120,0.02,200,400,1000,0.71,0.24,0.05,0.23699999999999999,0.92]
[120,0.02,200,400,1200,0.71,0.24,0.05,0.23699999999999999,0.93]
[120,0.02,200,400,1600,0.71,0.24,0.05,0.23699999999999999,0.94]
[120,0.02,200,400,2000,0.71,0.24,0.05,0.23699999999999999,0.95]
[120,0.02,200,500,800,0.71,0.24,0.05,0.24299999999999999,0.89]
[120,0.02,200,500,1000,0.71,0.24,0.05,0.24299999999999999,0.9]
[120,0.02,200,500,1200,0.71,0.24,0.05,0.24299999999999999,0.91]
[120,0.02,200,500,1600,0.71,0.24,0.05,0.24299999999999999,0.92]
[120,0.02,200,500,2000,0.71,0.24,0.05,0.24299999999999999,0.93]
[120,0.02,200,600,800,0.71,0.24,0.05,0.248,0.87]
[120,0.02,200,600,1000,0.71,0.24,0.05,0.248,0.88]
[120,0.02,200,600,1200,0.71,0.24,0.05,0.248,0.89]
[120,0.02,200,600,1600,0.71,0.24,0.05,0.248,0.91]
[120,0.02,200,600,2000,0.71,0.24,0.05,0.248,0.92]
[120,0.02,300,300,800,0.72,0.24,0.04,0.376,0.94]
[120,0.02,300,300,1000,0.72,0.24,0.04,0.376,0.95]
[120,0.02,300,300,1200,0.72,0.24,0.04,0.376,0.95]
[120,0.02,300,300,1600,0.72,0.24,0.04,0.376,0.96]
[120,0.02,300,300,2000,0.72,0.24,0.04,0.376,0.97]
[120,0.02,300,400,800,0.72,0.24,0.04,0.39,0.92]
[120,0.02,300,400,1000,0.72,0.24,0.04,0.39,0.93]
[120,0.02,300,400,1200,0.72,0.24,0.04,0.39,0.93]
[120,0.02,300,400,1600,0.72,0.24,0.04,0.39,0.94]
[120,0.02,300,400,2000,0.72,0.24,0.04,0.39,0.95]
[120,0.02,300,500,800,0.72,0.24,0.04,0.39800000000000002,0.9]
[120,0.02,300,500,1000,0.72,0.24,0.04,0.39800000000000002,0.91]
[120,0.02,300,500,1200,0.72,0.24,0.04,0.39800000000000002,0.92]
[120,0.02,300,500,1600,0.72,0.24,0.04,0.39800000000000002,0.93]
[120,0.02,300,500,2000,0.72,0.24,0.04,0.39800000000000002,0.94]
[120,0.02,300,600,800,0.72,0.24,0.04,0.40200000000000002,0.88]
[120,0.02,300,600,1000,0.72,0.24,0.04,0.40200000000000002,0.89]
[120,0.02,300,600,1200,0.72,0.24,0.04,0.40200000000000002,0.9]
[120,0.02,300,600,1600,0.72,0.24,0.04,0.40200000000000002,0.92]
[120,0.02,300,600,2000,0.72,0.24,0.04,0.40200000000000002,0.93]
[120,0.02,400,300,800,0.73,0.24,0.03,0.48199999999999998,0.95]
[120,0.02,400,300,1000,0.73,0.24,0.03,0.48199999999999998,0.95]
[120,0.02,400,300,1200,0.73,0.24,0.03,0.48199999999999998,0.96]
[120,0.02,400,300,1600,0.73,0.24,0.03,0.48199999999999998,0.96]
[120,0.02,400,300,2000,0.73,0.24,0.03,0.48199999999999998,0.97]
[120,0.02,400,400,800,0.73,0.24,0.03,0.5,0.93]
[120,0.02,400,400,1000,0.73,0.24,0.03,0.5,0.93]
[120,0.02,400,400,1200,0.73,0.24,0.03,0.5,0.94]
[120,0.02,400,400,1600,0.73,0.24,0.03,0.5,0.95]
[120,0.02,400,400,2000,0.73,0.24,0.03,0.5,0.95]
[120,0.02,400,500,800,0.73,0.24,0.03,0.51900000000000002,0.91]
[120,0.02,400,500,1000,0.73,0.24,0.03,0.51900000000000002,0.92]
[120,0.02,400,500,1200,0.73,0.24,0.03,0.51900000000000002,0.92]
[120,0.02,400,500,1600,0.73,0.24,0.03,0.51900000000000002,0.93]
[120,0.02,400,500,2000,0.73,0.24,0.03,0.51900000000000002,0.94]
[120,0.02,400,600,800,0.73,0.24,0.03,0.56100000000000005,0.89]
[120,0.02,400,600,1000,0.73,0.24,0.03,0.56100000000000005,0.9]
[120,0.02,400,600,1200,0.73,0.24,0.03,0.56100000000000005,0.91]
[120,0.02,400,600,1600,0.73,0.24,0.03,0.56100000000000005,0.92]
[120,0.02,400,600,2000,0.73,0.24,0.03,0.56100000000000005,0.93]
[120,0.02,500,300,800,0.73,0.24,0.03,0.70699999999999996,0.95]
[120,0.02,500,300,1000,0.73,0.24,0.03,0.70699999999999996,0.96]
[120,0.02,500,300,1200,0.73,0.24,0.03,0.70699999999999996,0.96]
[120,0.02,500,300,1600,0.73,0.24,0.03,0.70699999999999996,0.97]
[120,0.02,500,300,2000,0.73,0.24,0.03,0.70699999999999996,0.97]
[120,0.02,500,400,800,0.73,0.24,0.03,0.73199999999999998,0.93]
[120,0.02,500,400,1000,0.73,0.24,0.03,0.73199999999999998,0.94]
[120,0.02,500,400,1200,0.73,0.24,0.03,0.73199999999999998,0.94]
[120,0.02,500,400,1600,0.73,0.24,0.03,0.73199999999999998,0.95]
[120,0.02,500,400,2000,0.73,0.24,0.03,0.73199999999999998,0.96]
[120,0.02,500,500,800,0.73,0.24,0.03,0.75900000000000001,0.92]
[120,0.02,500,500,1000,0.73,0.24,0.03,0.75900000000000001,0.92]
[120,0.02,500,500,1200,0.73,0.24,0.03,0.75900000000000001,0.93]
[120,0.02,500,500,1600,0.73,0.24,0.03,0.75900000000000001,0.94]
[120,0.02,500,500,2000,0.73,0.24,0.03,0.75900000000000001,0.95]
[120,0.02,500,600,800,0.73,0.24,0.03,0.75900000000000001,0.9]
[120,0.02,500,600,1000,0.73,0.24,0.03,0.75900000000000001,0.91]
[120,0.02,500,600,1200,0.73,0.24,0.03,0.75900000000000001,0.92]
[120,0.02,500,600,1600,0.73,0.24,0.03,0.75900000000000001,0.93]
[120,0.02,500,600,2000,0.73,0.24,0.03,0.75900000000000001,0.93]
[120,0.02,600,300,800,0.74,0.24,0.02,0.91100000000000003,0.96]
[120,0.02,600,300,1000,0.74,0.24,0.02,0.91100000000000003,0.96]
[120,0.02,600,300,1200,0.74,0.24,0.02,0.91100000000000003,0.96]
[120,0.02,600,300,1600,0.74,0.24,0.02,0.91100000000000003,0.97]
[120,0.02,600,300,2000,0.74,0.24,0.02,0.91100000000000003,0.97]
[120,0.02,600,400,800,0.74,0.24,0.02,0.91100000000000003,0.94]
[120,0.02,600,400,1000,0.74,0.24,0.02,0.91100000000000003,0.94]
[120,0.02,600,400,1200,0.74,0.24,0.02,0.91100000000000003,0.95]
[120,0.02,600,400,1600,0.74,0.24,0.02,0.91100000000000003,0.95]
[120,0.02,600,400,2000,0.74,0.24,0.02,0.91100000000000003,0.96]
[120,0.02,600,500,800,0.74,0.24,0.02,0.93200000000000005,0.92]
[120,0.02,600,500,1000,0.74,0.24,0.02,0.93200000000000005,0.93]
[120,0.02,600,500,1200,0.74,0.24,0.02,0.93200000000000005,0.93]
[120,0.02,600,500,1600,0.74,0.24,0.02,0.93200000000000005,0.94]
[120,0.02,600,500,2000,0.74,0.24,0.02,0.93200000000000005,0.95]
[120,0.02,600,600,800,0.74,0.24,0.02,0.95299999999999996,0.91]
[120,0.02,600,600,1000,0.74,0.24,0.02,0.95299999999999996,0.91]
[120,0.02,600,600,1200,0.74,0.24,0.02,0.95299999999999996,0.92]
[120,0.02,600,600,1600,0.74,0.24,0.02,0.95299999999999996,0.93]
[120,0.02,600,600,2000,0.74,0.24,0.02,0.95299999999999996,0.94]
[120,0.05,100,300,800,0.72,0.26,0.02,0.89100000000000001,0.92]
[120,0.05,100,300,1000,0.72,0.26,0.02,0.89100000000000001,0.93]
[120,0.05,100,300,1200,0.72,0.26,0.02,0.89100000000000001,0.94]
[120,0.05,100,300,1600,0.72,0.26,0.02,0.89100000000000001,0.95]
[120,0.05,100,300,2000,0.72,0.26,0.02,0.89100000000000001,0.96]
[120,0.05,100,400,800,0.72,0.26,0.02,0.93200000000000005,0.89]
[120,0.05,100,400,1000,0.72,0.26,0.02,0.93200000000000005,0.91]
[120,0.05,100,400,1200,0.72,0.26,0.02,0.93200000000000005,0.92]
[120,0.05,100,400,1600,0.72,0.26,0.02,0.93200000000000005,0.93]
[120,0.05,100,400,2000,0.72,0.26,0.02,0.93200000000000005,0.94]
[120,0.05,100,500,800,0.72,0.26,0.02,0.95299999999999996,0.87]
[120,0.05,100,500,1000,0.72,0.26,0.02,0.95299999999999996,0.89]
[120,0.05,100,500,1200,0.72,0.26,0.02,0.95299999999999996,0.9]
[120,0.05,100,500,1600,0.72,0.26,0.02,0.95299999999999996,0.92]
[120,0.05,100,500,2000,0.72,0.26,0.02,0.95299999999999996,0.93]
[120,0.05,100,600,800,0.72,0.26,0.02,0.97599999999999998,0.85]
[120,0.05,100,600,1000,0.72,0.26,0.02,0.97599999999999998,0.87]
[120,0.05,100,600,1200,0.72,0.26,0.02,0.97599999999999998,0.88]
[120,0.05,100,600,1600,0.72,0.26,0.02,0.97599999999999998,0.9]
[120,0.05,100,600,2000,0.72,0.26,0.02,0.97599999999999998,0.92]
[120,0.05,200,300,800,0.73,0.26,0.01,2.0489999999999999,0.93]
[120,0.05,200,300,1000,0.73,0.26,0.01,2.0489999999999999,0.94]
[120,0.05,200,300,1200,0.73,0.26,0.01,2.0489999999999999,0.94]
[120,0.05,200,300,1600,0.73,0.26,0.01,2.0489999999999999,0.95]
[120,0.05,200,300,2000,0.73,0.26,0.01,2.0489999999999999,0.96]
[120,0.05,200,400,800,0.73,0.26,0.01,2.157,0.91]
[120,0.05,200,400,1000,0.73,0.26,0.01,2.157,0.92]
[120,0.05,200,400,1200,0.73,0.26,0.01,2.157,0.93]
[120,0.05,200,400,1600,0.73,0.26,0.01,2.157,0.94]
[120,0.05,200,400,2000,0.73,0.26,0.01,2.157,0.95]
[120,0.05,200,500,800,0.73,0.26,0.01,2.157,0.89]
[120,0.05,200,500,1000,0.73,0.26,0.01,2.157,0.9]
[120,0.05,200,500,1200,0.73,0.26,0.01,2.157,0.91]
[120,0.05,200,500,1600,0.73,0.26,0.01,2.157,0.92]
[120,0.05,200,500,2000,0.73,0.26,0.01,2.157,0.93]
[120,0.05,200,600,800,0.73,0.26,0.01,2.2770000000000001,0.87]
[120,0.05,200,600,1000,0.73,0.26,0.01,2.2770000000000001,0.88]
[120,0.05,200,600,1200,0.73,0.26,0.01,2.2770000000000001,0.89]
[120,0.05,200,600,1600,0.73,0.26,0.01,2.2770000000000001,0.91]
[120,0.05,200,600,2000,0.73,0.26,0.01,2.2770000000000001,0.92]
[120,0.05,300,300,800,0.73,0.26,0.01,3.726,0.94]
[120,0.05,300,300,1000,0.73,0.26,0.01,3.726,0.94]
[120,0.05,300,300,1200,0.73,0.26,0.01,3.726,0.95]
[120,0.05,300,300,1600,0.73,0.26,0.01,3.726,0.96]
[120,0.05,300,300,2000,0.73,0.26,0.01,3.726,0.96]
[120,0.05,300,400,800,0.73,0.26,0.01,3.726,0.92]
[120,0.05,300,400,1000,0.73,0.26,0.01,3.726,0.92]
[120,0.05,300,400,1200,0.73,0.26,0.01,3.726,0.93]
[120,0.05,300,400,1600,0.73,0.26,0.01,3.726,0.94]
[120,0.05,300,400,2000,0.73,0.26,0.01,3.726,0.95]
[120,0.05,300,500,800,0.73,0.26,0.01,4.0990000000000002,0.9]
[120,0.05,300,500,1000,0.73,0.26,0.01,4.0990000000000002,0.91]
[120,0.05,300,500,1200,0.73,0.26,0.01,4.0990000000000002,0.92]
[120,0.05,300,500,1600,0.73,0.26,0.01,4.0990000000000002,0.93]
[120,0.05,300,500,2000,0.73,0.26,0.01,4.0990000000000002,0.94]
[120,0.05,300,600,800,0.73,0.26,0.01,4.5540000000000003,0.88]
[120,0.05,300,600,1000,0.73,0.26,0.01,4.5540000000000003,0.89]
[120,0.05,300,600,1200,0.73,0.26,0.01,4.5540000000000003,0.9]
[120,0.05,300,600,1600,0.73,0.26,0.01,4.5540000000000003,0.92]
[120,0.05,300,600,2000,0.73,0.26,0.01,4.5540000000000003,0.93]
[120,0.05,400,300,800,0.73,0.26,0.01,5.1239999999999997,0.94]
[120,0.05,400,300,1000,0.73,0.26,0.01,5.1239999999999997,0.95]
[120,0.05,400,300,1200,0.73,0.26,0.01,5.1239999999999997,0.95]
[120,0.05,400,300,1600,0.73,0.26,0.01,5.1239999999999997,0.96]
[120,0.05,400,300,2000,0.73,0.26,0.01,5.1239999999999997,0.97]
[120,0.05,400,400,800,0.73,0.26,0.01,5.8559999999999999,0.92]
[120,0.05,400,400,1000,0.73,0.26,0.01,5.8559999999999999,0.93]
[120,0.05,400,400,1200,0.73,0.26,0.01,5.8559999999999999,0.94]
[120,0.05,400,400,1600,0.73,0.26,0.01,5.8559999999999999,0.95]
[120,0.05,400,400,2000,0.73,0.26,0.01,5.8559999999999999,0.95]
[120,0.05,400,500,800,0.73,0.26,0.01,5.8559999999999999,0.91]
[120,0.05,400,500,1000,0.73,0.26,0.01,5.8559999999999999,0.92]
[120,0.05,400,500,1200,0.73,0.26,0.01,5.8559999999999999,0.92]
[120,0.05,400,500,1600,0.73,0.26,0.01,5.8559999999999999,0.93]
[120,0.05,400,500,2000,0.73,0.26,0.01,5.8559999999999999,0.94]
[120,0.05,400,600,800,0.73,0.26,0.01,5.8559999999999999,0.89]
[120,0.05,400,600,1000,0.73,0.26,0.01,5.8559999999999999,0.9]
[120,0.05,400,600,1200,0.73,0.26,0.01,5.8559999999999999,0.91]
[120,0.05,400,600,1600,0.73,0.26,0.01,5.8559999999999999,0.92]
[120,0.05,400,600,2000,0.73,0.26,0.01,5.8559999999999999,0.93]
[120,0.05,500,300,800,0.73,0.26,0.01,6.8310000000000004,0.95]
[120,0.05,500,300,1000,0.73,0.26,0.01,6.8310000000000004,0.95]
[120,0.05,500,300,1200,0.73,0.26,0.01,6.8310000000000004,0.96]
[120,0.05,500,300,1600,0.73,0.26,0.01,6.8310000000000004,0.96]
[120,0.05,500,300,2000,0.73,0.26,0.01,6.8310000000000004,0.97]
[120,0.05,500,400,800,0.73,0.26,0.01,8.1980000000000004,0.93]
[120,0.05,500,400,1000,0.73,0.26,0.01,8.1980000000000004,0.94]
[120,0.05,500,400,1200,0.73,0.26,0.01,8.1980000000000004,0.94]
[120,0.05,500,400,1600,0.73,0.26,0.01,8.1980000000000004,0.95]
[120,0.05,500,400,2000,0.73,0.26,0.01,8.1980000000000004,0.96]
[120,0.05,500,500,800,0.73,0.26,0.01,8.1980000000000004,0.92]
[120,0.05,500,500,1000,0.73,0.26,0.01,8.1980000000000004,0.92]
[120,0.05,500,500,1200,0.73,0.26,0.01,8.1980000000000004,0.93]
[120,0.05,500,500,1600,0.73,0.26,0.01,8.1980000000000004,0.94]
[120,0.05,500,500,2000,0.73,0.26,0.01,8.1980000000000004,0.94]
[120,0.05,500,600,800,0.73,0.26,0.01,8.1980000000000004,0.9]
[120,0.05,500,600,1000,0.73,0.26,0.01,8.1980000000000004,0.91]
[120,0.05,500,600,1200,0.73,0.26,0.01,8.1980000000000004,0.91]
[120,0.05,500,600,1600,0.73,0.26,0.01,8.1980000000000004,0.93]
[120,0.05,500,600,2000,0.73,0.26,0.01,8.1980000000000004,0.93]
[120,0.05,600,300,800,0.74,0.26,0.01,8.1980000000000004,0.95]
[120,0.05,600,300,1000,0.74,0.26,0.01,8.1980000000000004,0.96]
[120,0.05,600,300,1200,0.74,0.26,0.01,8.1980000000000004,0.96]
[120,0.05,600,300,1600,0.74,0.26,0.01,8.1980000000000004,0.97]
[120,0.05,600,300,2000,0.74,0.26,0.01,8.1980000000000004,0.97]
[120,0.05,600,400,800,0.73,0.26,0.01,10.247,0.94]
[120,0.05,600,400,1000,0.73,0.26,0.01,10.247,0.94]
[120,0.05,600,400,1200,0.73,0.26,0.01,10.247,0.95]
[120,0.05,600,400,1600,0.73,0.26,0.01,10.247,0.95]
[120,0.05,600,400,2000,0.73,0.26,0.01,10.247,0.96]
[120,0.05,600,500,800,0.73,0.26,0.01,10.247,0.92]
[120,0.05,600,500,1000,0.73,0.26,0.01,10.247,0.93]
[120,0.05,600,500,1200,0.73,0.26,0.01,10.247,0.93]
[120,0.05,600,500,1600,0.73,0.26,0.01,10.247,0.94]
[120,0.05,600,500,2000,0.73,0.26,0.01,10.247,0.95]
[120,0.05,600,600,800,0.73,0.26,0.01,10.247,0.91]
[120,0.05,600,600,1000,0.73,0.26,0.01,10.247,0.91]
[120,0.05,600,600,1200,0.73,0.26,0.01,10.247,0.92]
[120,0.05,600,600,1600,0.73,0.26,0.01,10.247,0.93]
[120,0.05,600,600,2000,0.73,0.26,0.01,10.247,0.94]
[120,7.0000000000000007E-2,100,300,800,0.71,0.28000000000000003,0.01,2.2770000000000001,0.92]
[120,7.0000000000000007E-2,100,300,1000,0.71,0.28000000000000003,0.01,2.2770000000000001,0.93]
[120,7.0000000000000007E-2,100,300,1200,0.71,0.28000000000000003,0.01,2.2770000000000001,0.94]
[120,7.0000000000000007E-2,100,300,1600,0.71,0.28000000000000003,0.01,2.2770000000000001,0.95]
[120,7.0000000000000007E-2,100,300,2000,0.71,0.28000000000000003,0.01,2.2770000000000001,0.96]
[120,7.0000000000000007E-2,100,400,800,0.71,0.28000000000000003,0.01,2.411,0.89]
[120,7.0000000000000007E-2,100,400,1000,0.71,0.28000000000000003,0.01,2.411,0.91]
[120,7.0000000000000007E-2,100,400,1200,0.71,0.28000000000000003,0.01,2.411,0.92]
[120,7.0000000000000007E-2,100,400,1600,0.71,0.28000000000000003,0.01,2.411,0.93]
[120,7.0000000000000007E-2,100,400,2000,0.71,0.28000000000000003,0.01,2.411,0.94]
[120,7.0000000000000007E-2,100,500,800,0.71,0.28000000000000003,0.01,2.5619999999999998,0.87]
[120,7.0000000000000007E-2,100,500,1000,0.71,0.28000000000000003,0.01,2.5619999999999998,0.89]
[120,7.0000000000000007E-2,100,500,1200,0.71,0.28000000000000003,0.01,2.5619999999999998,0.9]
[120,7.0000000000000007E-2,100,500,1600,0.71,0.28000000000000003,0.01,2.5619999999999998,0.92]
[120,7.0000000000000007E-2,100,500,2000,0.71,0.28000000000000003,0.01,2.5619999999999998,0.93]
[120,7.0000000000000007E-2,100,600,800,0.71,0.28000000000000003,0.01,2.7330000000000001,0.85]
[120,7.0000000000000007E-2,100,600,1000,0.71,0.28000000000000003,0.01,2.7330000000000001,0.87]
[120,7.0000000000000007E-2,100,600,1200,0.71,0.28000000000000003,0.01,2.7330000000000001,0.88]
[120,7.0000000000000007E-2,100,600,1600,0.71,0.28000000000000003,0.01,2.7330000000000001,0.9]
[120,7.0000000000000007E-2,100,600,2000,0.71,0.28000000000000003,0.01,2.7330000000000001,0.92]
[120,7.0000000000000007E-2,200,300,800,0.72,0.28000000000000003,0.01,6.8310000000000004,0.93]
[120,7.0000000000000007E-2,200,300,1000,0.72,0.28000000000000003,0.01,6.8310000000000004,0.94]
[120,7.0000000000000007E-2,200,300,1200,0.72,0.28000000000000003,0.01,6.8310000000000004,0.94]
[120,7.0000000000000007E-2,200,300,1600,0.72,0.28000000000000003,0.01,6.8310000000000004,0.95]
[120,7.0000000000000007E-2,200,300,2000,0.72,0.28000000000000003,0.01,6.8310000000000004,0.96]
[120,7.0000000000000007E-2,200,400,800,0.72,0.28000000000000003,0.01,6.8310000000000004,0.91]
[120,7.0000000000000007E-2,200,400,1000,0.72,0.28000000000000003,0.01,6.8310000000000004,0.92]
[120,7.0000000000000007E-2,200,400,1200,0.72,0.28000000000000003,0.01,6.8310000000000004,0.92]
[120,7.0000000000000007E-2,200,400,1600,0.72,0.28000000000000003,0.01,6.8310000000000004,0.94]
[120,7.0000000000000007E-2,200,400,2000,0.72,0.28000000000000003,0.01,6.8310000000000004,0.95]
[120,7.0000000000000007E-2,200,500,800,0.71,0.28000000000000003,0.01,6.8310000000000004,0.89]
[120,7.0000000000000007E-2,200,500,1000,0.71,0.28000000000000003,0.01,6.8310000000000004,0.9]
[120,7.0000000000000007E-2,200,500,1200,0.71,0.28000000000000003,0.01,6.8310000000000004,0.91]
[120,7.0000000000000007E-2,200,500,1600,0.71,0.28000000000000003,0.01,6.8310000000000004,0.92]
[120,7.0000000000000007E-2,200,500,2000,0.71,0.28000000000000003,0.01,6.8310000000000004,0.93]
[120,7.0000000000000007E-2,200,600,800,0.71,0.28000000000000003,0.01,6.8310000000000004,0.87]
[120,7.0000000000000007E-2,200,600,1000,0.71,0.28000000000000003,0.01,6.8310000000000004,0.88]
[120,7.0000000000000007E-2,200,600,1200,0.71,0.28000000000000003,0.01,6.8310000000000004,0.89]
[120,7.0000000000000007E-2,200,600,1600,0.71,0.28000000000000003,0.01,6.8310000000000004,0.91]
[120,7.0000000000000007E-2,200,600,2000,0.71,0.28000000000000003,0.01,6.8310000000000004,0.92]
[120,7.0000000000000007E-2,300,300,800,0.72,0.28000000000000003,0.01,8.1980000000000004,0.94]
[120,7.0000000000000007E-2,300,300,1000,0.72,0.28000000000000003,0.01,8.1980000000000004,0.94]
[120,7.0000000000000007E-2,300,300,1200,0.72,0.28000000000000003,0.01,8.1980000000000004,0.95]
[120,7.0000000000000007E-2,300,300,1600,0.72,0.28000000000000003,0.01,8.1980000000000004,0.96]
[120,7.0000000000000007E-2,300,300,2000,0.72,0.28000000000000003,0.01,8.1980000000000004,0.96]
[120,7.0000000000000007E-2,300,400,800,0.72,0.28000000000000003,0.01,10.247,0.92]
[120,7.0000000000000007E-2,300,400,1000,0.72,0.28000000000000003,0.01,10.247,0.92]
[120,7.0000000000000007E-2,300,400,1200,0.72,0.28000000000000003,0.01,10.247,0.93]
[120,7.0000000000000007E-2,300,400,1600,0.72,0.28000000000000003,0.01,10.247,0.94]
[120,7.0000000000000007E-2,300,400,2000,0.72,0.28000000000000003,0.01,10.247,0.95]
[120,7.0000000000000007E-2,300,500,800,0.72,0.28000000000000003,0.01,10.247,0.9]
[120,7.0000000000000007E-2,300,500,1000,0.72,0.28000000000000003,0.01,10.247,0.91]
[120,7.0000000000000007E-2,300,500,1200,0.72,0.28000000000000003,0.01,10.247,0.92]
[120,7.0000000000000007E-2,300,500,1600,0.72,0.28000000000000003,0.01,10.247,0.93]
[120,7.0000000000000007E-2,300,500,2000,0.72,0.28000000000000003,0.01,10.247,0.94]
[120,7.0000000000000007E-2,300,600,800,0.72,0.28000000000000003,0,13.663,0.88]
[120,7.0000000000000007E-2,300,600,1000,0.72,0.28000000000000003,0,13.663,0.89]
[120,7.0000000000000007E-2,300,600,1200,0.72,0.28000000000000003,0,13.663,0.9]
[120,7.0000000000000007E-2,300,600,1600,0.72,0.28000000000000003,0,13.663,0.92]
[120,7.0000000000000007E-2,300,600,2000,0.72,0.28000000000000003,0,13.663,0.93]
[120,7.0000000000000007E-2,400,300,800,0.72,0.28000000000000003,0,20.494,0.94]
[120,7.0000000000000007E-2,400,300,1000,0.72,0.28000000000000003,0,20.494,0.95]
[120,7.0000000000000007E-2,400,300,1200,0.72,0.28000000000000003,0,20.494,0.95]
[120,7.0000000000000007E-2,400,300,1600,0.72,0.28000000000000003,0,20.494,0.96]
[120,7.0000000000000007E-2,400,300,2000,0.72,0.28000000000000003,0,20.494,0.97]
[120,7.0000000000000007E-2,400,400,800,0.72,0.28000000000000003,0,20.494,0.92]
[120,7.0000000000000007E-2,400,400,1000,0.72,0.28000000000000003,0,20.494,0.93]
[120,7.0000000000000007E-2,400,400,1200,0.72,0.28000000000000003,0,20.494,0.94]
[120,7.0000000000000007E-2,400,400,1600,0.72,0.28000000000000003,0,20.494,0.95]
[120,7.0000000000000007E-2,400,400,2000,0.72,0.28000000000000003,0,20.494,0.95]
[120,7.0000000000000007E-2,400,500,800,0.72,0.28000000000000003,0,20.494,0.91]
[120,7.0000000000000007E-2,400,500,1000,0.72,0.28000000000000003,0,20.494,0.91]
[120,7.0000000000000007E-2,400,500,1200,0.72,0.28000000000000003,0,20.494,0.92]
[120,7.0000000000000007E-2,400,500,1600,0.72,0.28000000000000003,0,20.494,0.93]
[120,7.0000000000000007E-2,400,500,2000,0.72,0.28000000000000003,0,20.494,0.94]
[120,7.0000000000000007E-2,400,600,800,0.72,0.28000000000000003,0,20.494,0.89]
[120,7.0000000000000007E-2,400,600,1000,0.72,0.28000000000000003,0,20.494,0.9]
[120,7.0000000000000007E-2,400,600,1200,0.72,0.28000000000000003,0,20.494,0.91]
[120,7.0000000000000007E-2,400,600,1600,0.72,0.28000000000000003,0,20.494,0.92]
[120,7.0000000000000007E-2,400,600,2000,0.72,0.28000000000000003,0,20.494,0.93]
[120,7.0000000000000007E-2,500,300,800,0.72,0.28000000000000003,0,20.494,0.95]
[120,7.0000000000000007E-2,500,300,1000,0.72,0.28000000000000003,0,20.494,0.95]
[120,7.0000000000000007E-2,500,300,1200,0.72,0.28000000000000003,0,20.494,0.96]
[120,7.0000000000000007E-2,500,300,1600,0.72,0.28000000000000003,0,20.494,0.96]
[120,7.0000000000000007E-2,500,300,2000,0.72,0.28000000000000003,0,20.494,0.97]
[120,7.0000000000000007E-2,500,400,800,0.72,0.28000000000000003,0,20.494,0.93]
[120,7.0000000000000007E-2,500,400,1000,0.72,0.28000000000000003,0,20.494,0.94]
[120,7.0000000000000007E-2,500,400,1200,0.72,0.28000000000000003,0,20.494,0.94]
[120,7.0000000000000007E-2,500,400,1600,0.72,0.28000000000000003,0,20.494,0.95]
[120,7.0000000000000007E-2,500,400,2000,0.72,0.28000000000000003,0,20.494,0.96]
[120,7.0000000000000007E-2,500,500,800,0.72,0.28000000000000003,0,20.494,0.91]
[120,7.0000000000000007E-2,500,500,1000,0.72,0.28000000000000003,0,20.494,0.92]
[120,7.0000000000000007E-2,500,500,1200,0.72,0.28000000000000003,0,20.494,0.93]
[120,7.0000000000000007E-2,500,500,1600,0.72,0.28000000000000003,0,20.494,0.94]
[120,7.0000000000000007E-2,500,500,2000,0.72,0.28000000000000003,0,20.494,0.94]
[120,7.0000000000000007E-2,500,600,800,0.72,0.28000000000000003,0,20.494,0.9]
[120,7.0000000000000007E-2,500,600,1000,0.72,0.28000000000000003,0,20.494,0.91]
[120,7.0000000000000007E-2,500,600,1200,0.72,0.28000000000000003,0,20.494,0.91]
[120,7.0000000000000007E-2,500,600,1600,0.72,0.28000000000000003,0,20.494,0.93]
[120,7.0000000000000007E-2,500,600,2000,0.72,0.28000000000000003,0,20.494,0.93]
[120,7.0000000000000007E-2,600,300,800,0.72,0.28000000000000003,0,20.494,0.95]
[120,7.0000000000000007E-2,600,300,1000,0.72,0.28000000000000003,0,20.494,0.96]
[120,7.0000000000000007E-2,600,300,1200,0.72,0.28000000000000003,0,20.494,0.96]
[120,7.0000000000000007E-2,600,300,1600,0.72,0.28000000000000003,0,20.494,0.97]
[120,7.0000000000000007E-2,600,300,2000,0.72,0.28000000000000003,0,20.494,0.97]
[120,7.0000000000000007E-2,600,400,800,0.72,0.28000000000000003,0,20.494,0.94]
[120,7.0000000000000007E-2,600,400,1000,0.72,0.28000000000000003,0,20.494,0.94]
[120,7.0000000000000007E-2,600,400,1200,0.72,0.28000000000000003,0,20.494,0.95]
[120,7.0000000000000007E-2,600,400,1600,0.72,0.28000000000000003,0,20.494,0.95]
[120,7.0000000000000007E-2,600,400,2000,0.72,0.28000000000000003,0,20.494,0.96]
[120,7.0000000000000007E-2,600,500,800,0.72,0.28000000000000003,0,20.494,0.92]
[120,7.0000000000000007E-2,600,500,1000,0.72,0.28000000000000003,0,20.494,0.93]
[120,7.0000000000000007E-2,600,500,1200,0.72,0.28000000000000003,0,20.494,0.93]
[120,7.0000000000000007E-2,600,500,1600,0.72,0.28000000000000003,0,20.494,0.94]
[120,7.0000000000000007E-2,600,500,2000,0.72,0.28000000000000003,0,20.494,0.95]
[120,7.0000000000000007E-2,600,600,800,0.72,0.28000000000000003,0,20.494,0.91]
[120,7.0000000000000007E-2,600,600,1000,0.72,0.28000000000000003,0,20.494,0.91]
[120,7.0000000000000007E-2,600,600,1200,0.72,0.28000000000000003,0,20.494,0.92]
[120,7.0000000000000007E-2,600,600,1600,0.72,0.28000000000000003,0,20.494,0.93]
[120,7.0000000000000007E-2,600,600,2000,0.72,0.28000000000000003,0,20.494,0.94]
[120,0.1,100,300,800,0.7,0.28999999999999998,0.01,6.8310000000000004,0.92]
[120,0.1,100,300,1000,0.7,0.28999999999999998,0.01,6.8310000000000004,0.93]
[120,0.1,100,300,1200,0.7,0.28999999999999998,0.01,6.8310000000000004,0.94]
[120,0.1,100,300,1600,0.7,0.28999999999999998,0.01,6.8310000000000004,0.95]
[120,0.1,100,300,2000,0.7,0.28999999999999998,0.01,6.8310000000000004,0.96]
[120,0.1,100,400,800,0.7,0.3,0.01,6.8310000000000004,0.89]
[120,0.1,100,400,1000,0.7,0.3,0.01,6.8310000000000004,0.91]
[120,0.1,100,400,1200,0.7,0.3,0.01,6.8310000000000004,0.92]
[120,0.1,100,400,1600,0.7,0.3,0.01,6.8310000000000004,0.93]
[120,0.1,100,400,2000,0.7,0.3,0.01,6.8310000000000004,0.94]
[120,0.1,100,500,800,0.7,0.3,0.01,6.8310000000000004,0.87]
[120,0.1,100,500,1000,0.7,0.3,0.01,6.8310000000000004,0.89]
[120,0.1,100,500,1200,0.7,0.3,0.01,6.8310000000000004,0.9]
[120,0.1,100,500,1600,0.7,0.3,0.01,6.8310000000000004,0.92]
[120,0.1,100,500,2000,0.7,0.3,0.01,6.8310000000000004,0.93]
[120,0.1,100,600,800,0.7,0.3,0.01,6.8310000000000004,0.85]
[120,0.1,100,600,1000,0.7,0.3,0.01,6.8310000000000004,0.87]
[120,0.1,100,600,1200,0.7,0.3,0.01,6.8310000000000004,0.88]
[120,0.1,100,600,1600,0.7,0.3,0.01,6.8310000000000004,0.9]
[120,0.1,100,600,2000,0.7,0.3,0.01,6.8310000000000004,0.92]
[120,0.1,200,300,800,0.7,0.28999999999999998,0,10.247,0.93]
[120,0.1,200,300,1000,0.7,0.28999999999999998,0,10.247,0.94]
[120,0.1,200,300,1200,0.7,0.28999999999999998,0,10.247,0.94]
[120,0.1,200,300,1600,0.7,0.28999999999999998,0,10.247,0.95]
[120,0.1,200,300,2000,0.7,0.28999999999999998,0,10.247,0.96]
[120,0.1,200,400,800,0.7,0.3,0,13.663,0.9]
[120,0.1,200,400,1000,0.7,0.3,0,13.663,0.92]
[120,0.1,200,400,1200,0.7,0.3,0,13.663,0.92]
[120,0.1,200,400,1600,0.7,0.3,0,13.663,0.94]
[120,0.1,200,400,2000,0.7,0.3,0,13.663,0.95]
[120,0.1,200,500,800,0.7,0.3,0,13.663,0.88]
[120,0.1,200,500,1000,0.7,0.3,0,13.663,0.9]
[120,0.1,200,500,1200,0.7,0.3,0,13.663,0.91]
[120,0.1,200,500,1600,0.7,0.3,0,13.663,0.92]
[120,0.1,200,500,2000,0.7,0.3,0,13.663,0.93]
[120,0.1,200,600,800,0.7,0.3,0,13.663,0.87]
[120,0.1,200,600,1000,0.7,0.3,0,13.663,0.88]
[120,0.1,200,600,1200,0.7,0.3,0,13.663,0.89]
[120,0.1,200,600,1600,0.7,0.3,0,13.663,0.91]
[120,0.1,200,600,2000,0.7,0.3,0,13.663,0.92]
[120,0.1,300,300,800,0.7,0.28999999999999998,0,20.494,0.94]
[120,0.1,300,300,1000,0.7,0.28999999999999998,0,20.494,0.94]
[120,0.1,300,300,1200,0.7,0.28999999999999998,0,20.494,0.95]
[120,0.1,300,300,1600,0.7,0.28999999999999998,0,20.494,0.96]
[120,0.1,300,300,2000,0.7,0.28999999999999998,0,20.494,0.96]
[120,0.1,300,400,800,0.7,0.3,0,20.494,0.91]
[120,0.1,300,400,1000,0.7,0.3,0,20.494,0.92]
[120,0.1,300,400,1200,0.7,0.3,0,20.494,0.93]
[120,0.1,300,400,1600,0.7,0.3,0,20.494,0.94]
[120,0.1,300,400,2000,0.7,0.3,0,20.494,0.95]
[120,0.1,300,500,800,0.7,0.3,0,20.494,0.9]
[120,0.1,300,500,1000,0.7,0.3,0,20.494,0.91]
[120,0.1,300,500,1200,0.7,0.3,0,20.494,0.91]
[120,0.1,300,500,1600,0.7,0.3,0,20.494,0.93]
[120,0.1,300,500,2000,0.7,0.3,0,20.494,0.94]
[120,0.1,300,600,800,0.7,0.3,0,20.494,0.88]
[120,0.1,300,600,1000,0.7,0.3,0,20.494,0.89]
[120,0.1,300,600,1200,0.7,0.3,0,20.494,0.9]
[120,0.1,300,600,1600,0.7,0.3,0,20.494,0.91]
[120,0.1,300,600,2000,0.7,0.3,0,20.494,0.93]
[120,0.1,400,300,800,0.71,0.28999999999999998,0,20.494,0.94]
[120,0.1,400,300,1000,0.71,0.28999999999999998,0,20.494,0.95]
[120,0.1,400,300,1200,0.71,0.28999999999999998,0,20.494,0.95]
[120,0.1,400,300,1600,0.71,0.28999999999999998,0,20.494,0.96]
[120,0.1,400,300,2000,0.71,0.28999999999999998,0,20.494,0.96]
[120,0.1,400,400,800,0.7,0.3,0,20.494,0.92]
[120,0.1,400,400,1000,0.7,0.3,0,20.494,0.93]
[120,0.1,400,400,1200,0.7,0.3,0,20.494,0.94]
[120,0.1,400,400,1600,0.7,0.3,0,20.494,0.95]
[120,0.1,400,400,2000,0.7,0.3,0,20.494,0.95]
[120,0.1,400,500,800,0.7,0.3,0,20.494,0.91]
[120,0.1,400,500,1000,0.7,0.3,0,20.494,0.91]
[120,0.1,400,500,1200,0.7,0.3,0,20.494,0.92]
[120,0.1,400,500,1600,0.7,0.3,0,20.494,0.93]
[120,0.1,400,500,2000,0.7,0.3,0,20.494,0.94]
[120,0.1,400,600,800,0.7,0.3,0,20.494,0.89]
[120,0.1,400,600,1000,0.7,0.3,0,20.494,0.9]
[120,0.1,400,600,1200,0.7,0.3,0,20.494,0.91]
[120,0.1,400,600,1600,0.7,0.3,0,20.494,0.92]
[120,0.1,400,600,2000,0.7,0.3,0,20.494,0.93]
[120,0.1,500,300,800,0.71,0.28999999999999998,0,40.988999999999997,0.95]
[120,0.1,500,300,1000,0.71,0.28999999999999998,0,40.988999999999997,0.95]
[120,0.1,500,300,1200,0.71,0.28999999999999998,0,40.988999999999997,0.96]
[120,0.1,500,300,1600,0.71,0.28999999999999998,0,40.988999999999997,0.96]
[120,0.1,500,300,2000,0.71,0.28999999999999998,0,40.988999999999997,0.97]
[120,0.1,500,400,800,0.7,0.3,0,40.988999999999997,0.93]
[120,0.1,500,400,1000,0.7,0.3,0,40.988999999999997,0.94]
[120,0.1,500,400,1200,0.7,0.3,0,40.988999999999997,0.94]
[120,0.1,500,400,1600,0.7,0.3,0,40.988999999999997,0.95]
[120,0.1,500,400,2000,0.7,0.3,0,40.988999999999997,0.96]
[120,0.1,500,500,800,0.7,0.3,0,40.988999999999997,0.91]
[120,0.1,500,500,1000,0.7,0.3,0,40.988999999999997,0.92]
[120,0.1,500,500,1200,0.7,0.3,0,40.988999999999997,0.93]
[120,0.1,500,500,1600,0.7,0.3,0,40.988999999999997,0.94]
[120,0.1,500,500,2000,0.7,0.3,0,40.988999999999997,0.94]
[120,0.1,500,600,800,0.7,0.3,0,40.988999999999997,0.9]
[120,0.1,500,600,1000,0.7,0.3,0,40.988999999999997,0.91]
[120,0.1,500,600,1200,0.7,0.3,0,40.988999999999997,0.91]
[120,0.1,500,600,1600,0.7,0.3,0,40.988999999999997,0.93]
[120,0.1,500,600,2000,0.7,0.3,0,40.988999999999997,0.93]
[120,0.1,600,300,800,0.71,0.28999999999999998,0,40.988999999999997,0.95]
[120,0.1,600,300,1000,0.71,0.28999999999999998,0,40.988999999999997,0.96]
[120,0.1,600,300,1200,0.71,0.28999999999999998,0,40.988999999999997,0.96]
[120,0.1,600,300,1600,0.71,0.28999999999999998,0,40.988999999999997,0.96]
[120,0.1,600,300,2000,0.71,0.28999999999999998,0,40.988999999999997,0.97]
[120,0.1,600,400,800,0.7,0.3,0,40.988999999999997,0.94]
[120,0.1,600,400,1000,0.7,0.3,0,40.988999999999997,0.94]
[120,0.1,600,400,1200,0.7,0.3,0,40.988999999999997,0.95]
[120,0.1,600,400,1600,0.7,0.3,0,40.988999999999997,0.95]
[120,0.1,600,400,2000,0.7,0.3,0,40.988999999999997,0.96]
[120,0.1,600,500,800,0.7,0.3,0,40.988999999999997,0.92]
[120,0.1,600,500,1000,0.7,0.3,0,40.988999999999997,0.93]
[120,0.1,600,500,1200,0.7,0.3,0,40.988999999999997,0.93]
[120,0.1,600,500,1600,0.7,0.3,0,40.988999999999997,0.94]
[120,0.1,600,500,2000,0.7,0.3,0,40.988999999999997,0.95]
[120,0.1,600,600,800,0.7,0.3,0,40.988999999999997,0.91]
[120,0.1,600,600,1000,0.7,0.3,0,40.988999999999997,0.91]
[120,0.1,600,600,1200,0.7,0.3,0,40.988999999999997,0.92]
[120,0.1,600,600,1600,0.7,0.3,0,40.988999999999997,0.93]
[120,0.1,600,600,2000,0.7,0.3,0,40.988999999999997,0.94]
[120,0.15,100,300,800,0.67,0.33,0,13.663,0.92]
[120,0.15,100,300,1000,0.67,0.33,0,13.663,0.93]
[120,0.15,100,300,1200,0.67,0.33,0,13.663,0.94]
[120,0.15,100,300,1600,0.67,0.33,0,13.663,0.95]
[120,0.15,100,300,2000,0.67,0.33,0,13.663,0.96]
[120,0.15,100,400,800,0.67,0.33,0,20.494,0.89]
[120,0.15,100,400,1000,0.67,0.33,0,20.494,0.9]
[120,0.15,100,400,1200,0.67,0.33,0,20.494,0.92]
[120,0.15,100,400,1600,0.67,0.33,0,20.494,0.93]
[120,0.15,100,400,2000,0.67,0.33,0,20.494,0.94]
[120,0.15,100,500,800,0.67,0.33,0,20.494,0.87]
[120,0.15,100,500,1000,0.67,0.33,0,20.494,0.88]
[120,0.15,100,500,1200,0.67,0.33,0,20.494,0.9]
[120,0.15,100,500,1600,0.67,0.33,0,20.494,0.92]
[120,0.15,100,500,2000,0.67,0.33,0,20.494,0.93]
[120,0.15,100,600,800,0.67,0.33,0,20.494,0.85]
[120,0.15,100,600,1000,0.67,0.33,0,20.494,0.87]
[120,0.15,100,600,1200,0.67,0.33,0,20.494,0.88]
[120,0.15,100,600,1600,0.67,0.33,0,20.494,0.9]
[120,0.15,100,600,2000,0.67,0.33,0,20.494,0.92]
[120,0.15,200,300,800,0.67,0.33,0,40.988999999999997,0.93]
[120,0.15,200,300,1000,0.67,0.33,0,40.988999999999997,0.94]
[120,0.15,200,300,1200,0.67,0.33,0,40.988999999999997,0.94]
[120,0.15,200,300,1600,0.67,0.33,0,40.988999999999997,0.95]
[120,0.15,200,300,2000,0.67,0.33,0,40.988999999999997,0.96]
[120,0.15,200,400,800,0.67,0.33,0,40.988999999999997,0.9]
[120,0.15,200,400,1000,0.67,0.33,0,40.988999999999997,0.91]
[120,0.15,200,400,1200,0.67,0.33,0,40.988999999999997,0.92]
[120,0.15,200,400,1600,0.67,0.33,0,40.988999999999997,0.94]
[120,0.15,200,400,2000,0.67,0.33,0,40.988999999999997,0.95]
[120,0.15,200,500,800,0.67,0.33,0,40.988999999999997,0.88]
[120,0.15,200,500,1000,0.67,0.33,0,40.988999999999997,0.9]
[120,0.15,200,500,1200,0.67,0.33,0,40.988999999999997,0.91]
[120,0.15,200,500,1600,0.67,0.33,0,40.988999999999997,0.92]
[120,0.15,200,500,2000,0.67,0.33,0,40.988999999999997,0.93]
[120,0.15,200,600,800,0.67,0.33,0,40.988999999999997,0.87]
[120,0.15,200,600,1000,0.67,0.33,0,40.988999999999997,0.88]
[120,0.15,200,600,1200,0.67,0.33,0,40.988999999999997,0.89]
[120,0.15,200,600,1600,0.67,0.33,0,40.988999999999997,0.91]
[120,0.15,200,600,2000,0.67,0.33,0,40.988999999999997,0.92]
[120,0.15,300,300,800,0.67,0.33,0,40.988999999999997,0.93]
[120,0.15,300,300,1000,0.67,0.33,0,40.988999999999997,0.94]
[120,0.15,300,300,1200,0.67,0.33,0,40.988999999999997,0.95]
[120,0.15,300,300,1600,0.67,0.33,0,40.988999999999997,0.96]
[120,0.15,300,300,2000,0.67,0.33,0,40.988999999999997,0.96]
[120,0.15,300,400,800,0.67,0.33,0,40.988999999999997,0.91]
[120,0.15,300,400,1000,0.67,0.33,0,40.988999999999997,0.92]
[120,0.15,300,400,1200,0.67,0.33,0,40.988999999999997,0.93]
[120,0.15,300,400,1600,0.67,0.33,0,40.988999999999997,0.94]
[120,0.15,300,400,2000,0.67,0.33,0,40.988999999999997,0.95]
[120,0.15,300,500,800,0.67,0.33,0,40.988999999999997,0.9]
[120,0.15,300,500,1000,0.67,0.33,0,40.988999999999997,0.91]
[120,0.15,300,500,1200,0.67,0.33,0,40.988999999999997,0.91]
[120,0.15,300,500,1600,0.67,0.33,0,40.988999999999997,0.93]
[120,0.15,300,500,2000,0.67,0.33,0,40.988999999999997,0.94]
[120,0.15,300,600,800,0.67,0.33,0,40.988999999999997,0.88]
[120,0.15,300,600,1000,0.67,0.33,0,40.988999999999997,0.89]
[120,0.15,300,600,1200,0.67,0.33,0,40.988999999999997,0.9]
[120,0.15,300,600,1600,0.67,0.33,0,40.988999999999997,0.91]
[120,0.15,300,600,2000,0.67,0.33,0,40.988999999999997,0.93]
[120,0.15,400,300,800,0.68,0.33,0,40.988999999999997,0.94]
[120,0.15,400,300,1000,0.68,0.33,0,40.988999999999997,0.95]
[120,0.15,400,300,1200,0.68,0.33,0,40.988999999999997,0.95]
[120,0.15,400,300,1600,0.68,0.33,0,40.988999999999997,0.96]
[120,0.15,400,300,2000,0.68,0.33,0,40.988999999999997,0.96]
[120,0.15,400,400,800,0.67,0.33,0,40.988999999999997,0.92]
[120,0.15,400,400,1000,0.67,0.33,0,40.988999999999997,0.93]
[120,0.15,400,400,1200,0.67,0.33,0,40.988999999999997,0.94]
[120,0.15,400,400,1600,0.67,0.33,0,40.988999999999997,0.95]
[120,0.15,400,400,2000,0.67,0.33,0,40.988999999999997,0.95]
[120,0.15,400,500,800,0.67,0.33,0,40.988999999999997,0.91]
[120,0.15,400,500,1000,0.67,0.33,0,40.988999999999997,0.91]
[120,0.15,400,500,1200,0.67,0.33,0,40.988999999999997,0.92]
[120,0.15,400,500,1600,0.67,0.33,0,40.988999999999997,0.93]
[120,0.15,400,500,2000,0.67,0.33,0,40.988999999999997,0.94]
[120,0.15,400,600,800,0.67,0.33,0,40.988999999999997,0.89]
[120,0.15,400,600,1000,0.67,0.33,0,40.988999999999997,0.9]
[120,0.15,400,600,1200,0.67,0.33,0,40.988999999999997,0.91]
[120,0.15,400,600,1600,0.67,0.33,0,40.988999999999997,0.92]
[120,0.15,400,600,2000,0.67,0.33,0,40.988999999999997,0.93]
[120,0.15,500,300,800,0.68,0.33,0,40.988999999999997,0.95]
[120,0.15,500,300,1000,0.68,0.33,0,40.988999999999997,0.95]
[120,0.15,500,300,1200,0.68,0.33,0,40.988999999999997,0.96]
[120,0.15,500,300,1600,0.68,0.33,0,40.988999999999997,0.96]
[120,0.15,500,300,2000,0.68,0.33,0,40.988999999999997,0.97]
[120,0.15,500,400,800,0.67,0.33,0,40.988999999999997,0.93]
[120,0.15,500,400,1000,0.67,0.33,0,40.988999999999997,0.94]
[120,0.15,500,400,1200,0.67,0.33,0,40.988999999999997,0.94]
[120,0.15,500,400,1600,0.67,0.33,0,40.988999999999997,0.95]
[120,0.15,500,400,2000,0.67,0.33,0,40.988999999999997,0.96]
[120,0.15,500,500,800,0.67,0.33,0,40.988999999999997,0.91]
[120,0.15,500,500,1000,0.67,0.33,0,40.988999999999997,0.92]
[120,0.15,500,500,1200,0.67,0.33,0,40.988999999999997,0.93]
[120,0.15,500,500,1600,0.67,0.33,0,40.988999999999997,0.94]
[120,0.15,500,500,2000,0.67,0.33,0,40.988999999999997,0.94]
[120,0.15,500,600,800,0.67,0.33,0,40.988999999999997,0.9]
[120,0.15,500,600,1000,0.67,0.33,0,40.988999999999997,0.91]
[120,0.15,500,600,1200,0.67,0.33,0,40.988999999999997,0.91]
[120,0.15,500,600,1600,0.67,0.33,0,40.988999999999997,0.93]
[120,0.15,500,600,2000,0.67,0.33,0,40.988999999999997,0.93]
[120,0.15,600,300,800,0.68,0.33,0,0,0.95]
[120,0.15,600,300,1000,0.68,0.33,0,0,0.96]
[120,0.15,600,300,1200,0.68,0.33,0,0,0.96]
[120,0.15,600,300,1600,0.68,0.33,0,0,0.96]
[120,0.15,600,300,2000,0.68,0.33,0,0,0.97]
[120,0.15,600,400,800,0.67,0.33,0,0,0.94]
[120,0.15,600,400,1000,0.67,0.33,0,0,0.94]
[120,0.15,600,400,1200,0.67,0.33,0,0,0.94]
[120,0.15,600,400,1600,0.67,0.33,0,0,0.95]
[120,0.15,600,400,2000,0.67,0.33,0,0,0.96]
[120,0.15,600,500,800,0.67,0.33,0,0,0.92]
[120,0.15,600,500,1000,0.67,0.33,0,0,0.93]
[120,0.15,600,500,1200,0.67,0.33,0,0,0.93]
[120,0.15,600,500,1600,0.67,0.33,0,0,0.94]
[120,0.15,600,500,2000,0.67,0.33,0,0,0.95]
[120,0.15,600,600,800,0.67,0.33,0,0,0.91]
[120,0.15,600,600,1000,0.67,0.33,0,0,0.91]
[120,0.15,600,600,1200,0.67,0.33,0,0,0.92]
[120,0.15,600,600,1600,0.67,0.33,0,0,0.93]
[120,0.15,600,600,2000,0.67,0.33,0,0,0.94]
[120,0.18,100,300,800,0.66,0.34,0,40.988999999999997,0.91]
[120,0.18,100,300,1000,0.66,0.34,0,40.988999999999997,0.93]
[120,0.18,100,300,1200,0.66,0.34,0,40.988999999999997,0.94]
[120,0.18,100,300,1600,0.66,0.34,0,40.988999999999997,0.95]
[120,0.18,100,300,2000,0.66,0.34,0,40.988999999999997,0.96]
[120,0.18,100,400,800,0.65,0.35,0,40.988999999999997,0.89]
[120,0.18,100,400,1000,0.65,0.35,0,40.988999999999997,0.9]
[120,0.18,100,400,1200,0.65,0.35,0,40.988999999999997,0.92]
[120,0.18,100,400,1600,0.65,0.35,0,40.988999999999997,0.93]
[120,0.18,100,400,2000,0.65,0.35,0,40.988999999999997,0.94]
[120,0.18,100,500,800,0.65,0.35,0,40.988999999999997,0.87]
[120,0.18,100,500,1000,0.65,0.35,0,40.988999999999997,0.88]
[120,0.18,100,500,1200,0.65,0.35,0,40.988999999999997,0.9]
[120,0.18,100,500,1600,0.65,0.35,0,40.988999999999997,0.92]
[120,0.18,100,500,2000,0.65,0.35,0,40.988999999999997,0.93]
[120,0.18,100,600,800,0.65,0.35,0,40.988999999999997,0.85]
[120,0.18,100,600,1000,0.65,0.35,0,40.988999999999997,0.87]
[120,0.18,100,600,1200,0.65,0.35,0,40.988999999999997,0.88]
[120,0.18,100,600,1600,0.65,0.35,0,40.988999999999997,0.9]
[120,0.18,100,600,2000,0.65,0.35,0,40.988999999999997,0.92]
[120,0.18,200,300,800,0.66,0.34,0,40.988999999999997,0.93]
[120,0.18,200,300,1000,0.66,0.34,0,40.988999999999997,0.93]
[120,0.18,200,300,1200,0.66,0.34,0,40.988999999999997,0.94]
[120,0.18,200,300,1600,0.66,0.34,0,40.988999999999997,0.95]
[120,0.18,200,300,2000,0.66,0.34,0,40.988999999999997,0.96]
[120,0.18,200,400,800,0.65,0.35,0,40.988999999999997,0.9]
[120,0.18,200,400,1000,0.65,0.35,0,40.988999999999997,0.91]
[120,0.18,200,400,1200,0.65,0.35,0,40.988999999999997,0.92]
[120,0.18,200,400,1600,0.65,0.35,0,40.988999999999997,0.94]
[120,0.18,200,400,2000,0.65,0.35,0,40.988999999999997,0.95]
[120,0.18,200,500,800,0.65,0.35,0,40.988999999999997,0.88]
[120,0.18,200,500,1000,0.65,0.35,0,40.988999999999997,0.9]
[120,0.18,200,500,1200,0.65,0.35,0,40.988999999999997,0.91]
[120,0.18,200,500,1600,0.65,0.35,0,40.988999999999997,0.92]
[120,0.18,200,500,2000,0.65,0.35,0,40.988999999999997,0.93]
[120,0.18,200,600,800,0.65,0.35,0,40.988999999999997,0.87]
[120,0.18,200,600,1000,0.65,0.35,0,40.988999999999997,0.88]
[120,0.18,200,600,1200,0.65,0.35,0,40.988999999999997,0.89]
[120,0.18,200,600,1600,0.65,0.35,0,40.988999999999997,0.91]
[120,0.18,200,600,2000,0.65,0.35,0,40.988999999999997,0.92]
[120,0.18,300,300,800,0.66,0.34,0,40.988999999999997,0.93]
[120,0.18,300,300,1000,0.66,0.34,0,40.988999999999997,0.94]
[120,0.18,300,300,1200,0.66,0.34,0,40.988999999999997,0.95]
[120,0.18,300,300,1600,0.66,0.34,0,40.988999999999997,0.96]
[120,0.18,300,300,2000,0.66,0.34,0,40.988999999999997,0.96]
[120,0.18,300,400,800,0.65,0.35,0,40.988999999999997,0.91]
[120,0.18,300,400,1000,0.65,0.35,0,40.988999999999997,0.92]
[120,0.18,300,400,1200,0.65,0.35,0,40.988999999999997,0.93]
[120,0.18,300,400,1600,0.65,0.35,0,40.988999999999997,0.94]
[120,0.18,300,400,2000,0.65,0.35,0,40.988999999999997,0.95]
[120,0.18,300,500,800,0.65,0.35,0,40.988999999999997,0.9]
[120,0.18,300,500,1000,0.65,0.35,0,40.988999999999997,0.91]
[120,0.18,300,500,1200,0.65,0.35,0,40.988999999999997,0.91]
[120,0.18,300,500,1600,0.65,0.35,0,40.988999999999997,0.93]
[120,0.18,300,500,2000,0.65,0.35,0,40.988999999999997,0.94]
[120,0.18,300,600,800,0.65,0.35,0,40.988999999999997,0.88]
[120,0.18,300,600,1000,0.65,0.35,0,40.988999999999997,0.89]
[120,0.18,300,600,1200,0.65,0.35,0,40.988999999999997,0.9]
[120,0.18,300,600,1600,0.65,0.35,0,40.988999999999997,0.91]
[120,0.18,300,600,2000,0.65,0.35,0,40.988999999999997,0.93]
[120,0.18,400,300,800,0.66,0.34,0,40.988999999999997,0.94]
[120,0.18,400,300,1000,0.66,0.34,0,40.988999999999997,0.95]
[120,0.18,400,300,1200,0.66,0.34,0,40.988999999999997,0.95]
[120,0.18,400,300,1600,0.66,0.34,0,40.988999999999997,0.96]
[120,0.18,400,300,2000,0.66,0.34,0,40.988999999999997,0.96]
[120,0.18,400,400,800,0.66,0.35,0,40.988999999999997,0.92]
[120,0.18,400,400,1000,0.66,0.35,0,40.988999999999997,0.93]
[120,0.18,400,400,1200,0.66,0.35,0,40.988999999999997,0.94]
[120,0.18,400,400,1600,0.66,0.35,0,40.988999999999997,0.95]
[120,0.18,400,400,2000,0.66,0.35,0,40.988999999999997,0.95]
[120,0.18,400,500,800,0.65,0.35,0,40.988999999999997,0.91]
[120,0.18,400,500,1000,0.65,0.35,0,40.988999999999997,0.91]
[120,0.18,400,500,1200,0.65,0.35,0,40.988999999999997,0.92]
[120,0.18,400,500,1600,0.65,0.35,0,40.988999999999997,0.93]
[120,0.18,400,500,2000,0.65,0.35,0,40.988999999999997,0.94]
[120,0.18,400,600,800,0.65,0.35,0,40.988999999999997,0.89]
[120,0.18,400,600,1000,0.65,0.35,0,40.988999999999997,0.9]
[120,0.18,400,600,1200,0.65,0.35,0,40.988999999999997,0.91]
[120,0.18,400,600,1600,0.65,0.35,0,40.988999999999997,0.92]
[120,0.18,400,600,2000,0.65,0.35,0,40.988999999999997,0.93]
[120,0.18,500,300,800,0.66,0.34,0,0,0.95]
[120,0.18,500,300,1000,0.66,0.34,0,0,0.95]
[120,0.18,500,300,1200,0.66,0.34,0,0,0.96]
[120,0.18,500,300,1600,0.66,0.34,0,0,0.96]
[120,0.18,500,300,2000,0.66,0.34,0,0,0.97]
[120,0.18,500,400,800,0.66,0.35,0,0,0.93]
[120,0.18,500,400,1000,0.66,0.35,0,0,0.94]
[120,0.18,500,400,1200,0.66,0.35,0,0,0.94]
[120,0.18,500,400,1600,0.66,0.35,0,0,0.95]
[120,0.18,500,400,2000,0.66,0.35,0,0,0.95]
[120,0.18,500,500,800,0.65,0.35,0,0,0.91]
[120,0.18,500,500,1000,0.65,0.35,0,0,0.92]
[120,0.18,500,500,1200,0.65,0.35,0,0,0.93]
[120,0.18,500,500,1600,0.65,0.35,0,0,0.94]
[120,0.18,500,500,2000,0.65,0.35,0,0,0.94]
[120,0.18,500,600,800,0.65,0.35,0,0,0.9]
[120,0.18,500,600,1000,0.65,0.35,0,0,0.91]
[120,0.18,500,600,1200,0.65,0.35,0,0,0.91]
[120,0.18,500,600,1600,0.65,0.35,0,0,0.92]
[120,0.18,500,600,2000,0.65,0.35,0,0,0.93]
[120,0.18,600,300,800,0.66,0.34,0,0,0.95]
[120,0.18,600,300,1000,0.66,0.34,0,0,0.96]
[120,0.18,600,300,1200,0.66,0.34,0,0,0.96]
[120,0.18,600,300,1600,0.66,0.34,0,0,0.96]
[120,0.18,600,300,2000,0.66,0.34,0,0,0.97]
[120,0.18,600,400,800,0.66,0.35,0,0,0.94]
[120,0.18,600,400,1000,0.66,0.35,0,0,0.94]
[120,0.18,600,400,1200,0.66,0.35,0,0,0.94]
[120,0.18,600,400,1600,0.66,0.35,0,0,0.95]
[120,0.18,600,400,2000,0.66,0.35,0,0,0.96]
[120,0.18,600,500,800,0.65,0.35,0,0,0.92]
[120,0.18,600,500,1000,0.65,0.35,0,0,0.93]
[120,0.18,600,500,1200,0.65,0.35,0,0,0.93]
[120,0.18,600,500,1600,0.65,0.35,0,0,0.94]
[120,0.18,600,500,2000,0.65,0.35,0,0,0.95]
[120,0.18,600,600,800,0.65,0.35,0,0,0.91]
[120,0.18,600,600,1000,0.65,0.35,0,0,0.91]
[120,0.18,600,600,1200,0.65,0.35,0,0,0.92]
[120,0.18,600,600,1600,0.65,0.35,0,0,0.93]
[120,0.18,600,600,2000,0.65,0.35,0,0,0.94]
[120,0.2,100,300,800,0.64,0.36,0,40.988999999999997,0.91]
[120,0.2,100,300,1000,0.64,0.36,0,40.988999999999997,0.93]
[120,0.2,100,300,1200,0.64,0.36,0,40.988999999999997,0.94]
[120,0.2,100,300,1600,0.64,0.36,0,40.988999999999997,0.95]
[120,0.2,100,300,2000,0.64,0.36,0,40.988999999999997,0.96]
[120,0.2,100,400,800,0.64,0.36,0,40.988999999999997,0.89]
[120,0.2,100,400,1000,0.64,0.36,0,40.988999999999997,0.9]
[120,0.2,100,400,1200,0.64,0.36,0,40.988999999999997,0.91]
[120,0.2,100,400,1600,0.64,0.36,0,40.988999999999997,0.93]
[120,0.2,100,400,2000,0.64,0.36,0,40.988999999999997,0.94]
[120,0.2,100,500,800,0.63,0.37,0,40.988999999999997,0.87]
[120,0.2,100,500,1000,0.63,0.37,0,40.988999999999997,0.88]
[120,0.2,100,500,1200,0.63,0.37,0,40.988999999999997,0.9]
[120,0.2,100,500,1600,0.63,0.37,0,40.988999999999997,0.92]
[120,0.2,100,500,2000,0.63,0.37,0,40.988999999999997,0.93]
[120,0.2,100,600,800,0.63,0.37,0,40.988999999999997,0.85]
[120,0.2,100,600,1000,0.63,0.37,0,40.988999999999997,0.87]
[120,0.2,100,600,1200,0.63,0.37,0,40.988999999999997,0.88]
[120,0.2,100,600,1600,0.63,0.37,0,40.988999999999997,0.9]
[120,0.2,100,600,2000,0.63,0.37,0,40.988999999999997,0.92]
[120,0.2,200,300,800,0.64,0.36,0,40.988999999999997,0.93]
[120,0.2,200,300,1000,0.64,0.36,0,40.988999999999997,0.93]
[120,0.2,200,300,1200,0.64,0.36,0,40.988999999999997,0.94]
[120,0.2,200,300,1600,0.64,0.36,0,40.988999999999997,0.95]
[120,0.2,200,300,2000,0.64,0.36,0,40.988999999999997,0.96]
[120,0.2,200,400,800,0.64,0.36,0,40.988999999999997,0.9]
[120,0.2,200,400,1000,0.64,0.36,0,40.988999999999997,0.91]
[120,0.2,200,400,1200,0.64,0.36,0,40.988999999999997,0.92]
[120,0.2,200,400,1600,0.64,0.36,0,40.988999999999997,0.94]
[120,0.2,200,400,2000,0.64,0.36,0,40.988999999999997,0.95]
[120,0.2,200,500,800,0.63,0.37,0,40.988999999999997,0.88]
[120,0.2,200,500,1000,0.63,0.37,0,40.988999999999997,0.9]
[120,0.2,200,500,1200,0.63,0.37,0,40.988999999999997,0.91]
[120,0.2,200,500,1600,0.63,0.37,0,40.988999999999997,0.92]
[120,0.2,200,500,2000,0.63,0.37,0,40.988999999999997,0.93]
[120,0.2,200,600,800,0.63,0.37,0,40.988999999999997,0.87]
[120,0.2,200,600,1000,0.63,0.37,0,40.988999999999997,0.88]
[120,0.2,200,600,1200,0.63,0.37,0,40.988999999999997,0.89]
[120,0.2,200,600,1600,0.63,0.37,0,40.988999999999997,0.91]
[120,0.2,200,600,2000,0.63,0.37,0,40.988999999999997,0.92]
[120,0.2,300,300,800,0.64,0.36,0,40.988999999999997,0.93]
[120,0.2,300,300,1000,0.64,0.36,0,40.988999999999997,0.94]
[120,0.2,300,300,1200,0.64,0.36,0,40.988999999999997,0.95]
[120,0.2,300,300,1600,0.64,0.36,0,40.988999999999997,0.96]
[120,0.2,300,300,2000,0.64,0.36,0,40.988999999999997,0.96]
[120,0.2,300,400,800,0.64,0.36,0,40.988999999999997,0.91]
[120,0.2,300,400,1000,0.64,0.36,0,40.988999999999997,0.92]
[120,0.2,300,400,1200,0.64,0.36,0,40.988999999999997,0.93]
[120,0.2,300,400,1600,0.64,0.36,0,40.988999999999997,0.94]
[120,0.2,300,400,2000,0.64,0.36,0,40.988999999999997,0.95]
[120,0.2,300,500,800,0.64,0.37,0,40.988999999999997,0.9]
[120,0.2,300,500,1000,0.64,0.37,0,40.988999999999997,0.91]
[120,0.2,300,500,1200,0.64,0.37,0,40.988999999999997,0.91]
[120,0.2,300,500,1600,0.64,0.37,0,40.988999999999997,0.93]
[120,0.2,300,500,2000,0.64,0.37,0,40.988999999999997,0.94]
[120,0.2,300,600,800,0.63,0.37,0,40.988999999999997,0.88]
[120,0.2,300,600,1000,0.63,0.37,0,40.988999999999997,0.89]
[120,0.2,300,600,1200,0.63,0.37,0,40.988999999999997,0.9]
[120,0.2,300,600,1600,0.63,0.37,0,40.988999999999997,0.91]
[120,0.2,300,600,2000,0.63,0.37,0,40.988999999999997,0.93]
[120,0.2,400,300,800,0.65,0.36,0,0,0.94]
[120,0.2,400,300,1000,0.65,0.36,0,0,0.95]
[120,0.2,400,300,1200,0.65,0.36,0,0,0.95]
[120,0.2,400,300,1600,0.65,0.36,0,0,0.96]
[120,0.2,400,300,2000,0.65,0.36,0,0,0.96]
[120,0.2,400,400,800,0.64,0.36,0,0,0.92]
[120,0.2,400,400,1000,0.64,0.36,0,0,0.93]
[120,0.2,400,400,1200,0.64,0.36,0,0,0.94]
[120,0.2,400,400,1600,0.64,0.36,0,0,0.95]
[120,0.2,400,400,2000,0.64,0.36,0,0,0.95]
[120,0.2,400,500,800,0.64,0.37,0,0,0.91]
[120,0.2,400,500,1000,0.64,0.37,0,0,0.91]
[120,0.2,400,500,1200,0.64,0.37,0,0,0.92]
[120,0.2,400,500,1600,0.64,0.37,0,0,0.93]
[120,0.2,400,500,2000,0.64,0.37,0,0,0.94]
[120,0.2,400,600,800,0.63,0.37,0,0,0.89]
[120,0.2,400,600,1000,0.63,0.37,0,0,0.9]
[120,0.2,400,600,1200,0.63,0.37,0,0,0.91]
[120,0.2,400,600,1600,0.63,0.37,0,0,0.92]
[120,0.2,400,600,2000,0.63,0.37,0,0,0.93]
[120,0.2,500,300,800,0.65,0.36,0,0,0.95]
[120,0.2,500,300,1000,0.65,0.36,0,0,0.95]
[120,0.2,500,300,1200,0.65,0.36,0,0,0.96]
[120,0.2,500,300,1600,0.65,0.36,0,0,0.96]
[120,0.2,500,300,2000,0.65,0.36,0,0,0.97]
[120,0.2,500,400,800,0.64,0.36,0,0,0.93]
[120,0.2,500,400,1000,0.64,0.36,0,0,0.94]
[120,0.2,500,400,1200,0.64,0.36,0,0,0.94]
[120,0.2,500,400,1600,0.64,0.36,0,0,0.95]
[120,0.2,500,400,2000,0.64,0.36,0,0,0.95]
[120,0.2,500,500,800,0.64,0.37,0,0,0.91]
[120,0.2,500,500,1000,0.64,0.37,0,0,0.92]
[120,0.2,500,500,1200,0.64,0.37,0,0,0.93]
[120,0.2,500,500,1600,0.64,0.37,0,0,0.94]
[120,0.2,500,500,2000,0.64,0.37,0,0,0.94]
[120,0.2,500,600,800,0.63,0.37,0,0,0.9]
[120,0.2,500,600,1000,0.63,0.37,0,0,0.91]
[120,0.2,500,600,1200,0.63,0.37,0,0,0.91]
[120,0.2,500,600,1600,0.63,0.37,0,0,0.92]
[120,0.2,500,600,2000,0.63,0.37,0,0,0.93]
[120,0.2,600,300,800,0.65,0.36,0,0,0.95]
[120,0.2,600,300,1000,0.65,0.36,0,0,0.96]
[120,0.2,600,300,1200,0.65,0.36,0,0,0.96]
[120,0.2,600,300,1600,0.65,0.36,0,0,0.96]
[120,0.2,600,300,2000,0.65,0.36,0,0,0.97]
[120,0.2,600,400,800,0.64,0.36,0,0,0.94]
[120,0.2,600,400,1000,0.64,0.36,0,0,0.94]
[120,0.2,600,400,1200,0.64,0.36,0,0,0.94]
[120,0.2,600,400,1600,0.64,0.36,0,0,0.95]
[120,0.2,600,400,2000,0.64,0.36,0,0,0.96]
[120,0.2,600,500,800,0.64,0.37,0,0,0.92]
[120,0.2,600,500,1000,0.64,0.37,0,0,0.93]
[120,0.2,600,500,1200,0.64,0.37,0,0,0.93]
[120,0.2,600,500,1600,0.64,0.37,0,0,0.94]
[120,0.2,600,500,2000,0.64,0.37,0,0,0.95]
[120,0.2,600,600,800,0.63,0.37,0,0,0.91]
[120,0.2,600,600,1000,0.63,0.37,0,0,0.91]
[120,0.2,600,600,1200,0.63,0.37,0,0,0.92]
[120,0.2,600,600,1600,0.63,0.37,0,0,0.93]
[120,0.2,600,600,2000,0.63,0.37,0,0,0.94]
[110,0.02,100,300,800,0.69,0.24,7.0000000000000007E-2,0.13300000000000001,0.92]
[110,0.02,100,300,1000,0.69,0.24,7.0000000000000007E-2,0.13300000000000001,0.93]
[110,0.02,100,300,1200,0.69,0.24,7.0000000000000007E-2,0.13300000000000001,0.94]
[110,0.02,100,300,1600,0.69,0.24,7.0000000000000007E-2,0.13300000000000001,0.95]
[110,0.02,100,300,2000,0.69,0.24,7.0000000000000007E-2,0.13300000000000001,0.96]
[110,0.02,100,400,800,0.69,0.24,7.0000000000000007E-2,0.13900000000000001,0.9]
[110,0.02,100,400,1000,0.69,0.24,7.0000000000000007E-2,0.13900000000000001,0.91]
[110,0.02,100,400,1200,0.69,0.24,7.0000000000000007E-2,0.13900000000000001,0.92]
[110,0.02,100,400,1600,0.69,0.24,7.0000000000000007E-2,0.13900000000000001,0.93]
[110,0.02,100,400,2000,0.69,0.24,7.0000000000000007E-2,0.13900000000000001,0.94]
[110,0.02,100,500,800,0.69,0.24,7.0000000000000007E-2,0.14299999999999999,0.87]
[110,0.02,100,500,1000,0.69,0.24,7.0000000000000007E-2,0.14299999999999999,0.89]
[110,0.02,100,500,1200,0.69,0.24,7.0000000000000007E-2,0.14299999999999999,0.9]
[110,0.02,100,500,1600,0.69,0.24,7.0000000000000007E-2,0.14299999999999999,0.92]
[110,0.02,100,500,2000,0.69,0.24,7.0000000000000007E-2,0.14299999999999999,0.93]
[110,0.02,100,600,800,0.69,0.24,7.0000000000000007E-2,0.14499999999999999,0.85]
[110,0.02,100,600,1000,0.69,0.24,7.0000000000000007E-2,0.14499999999999999,0.87]
[110,0.02,100,600,1200,0.69,0.24,7.0000000000000007E-2,0.14499999999999999,0.88]
[110,0.02,100,600,1600,0.69,0.24,7.0000000000000007E-2,0.14499999999999999,0.9]
[110,0.02,100,600,2000,0.69,0.24,7.0000000000000007E-2,0.14499999999999999,0.92]
[110,0.02,200,300,800,0.71,0.24,0.05,0.22500000000000001,0.93]
[110,0.02,200,300,1000,0.71,0.24,0.05,0.22500000000000001,0.94]
[110,0.02,200,300,1200,0.71,0.24,0.05,0.22500000000000001,0.95]
[110,0.02,200,300,1600,0.71,0.24,0.05,0.22500000000000001,0.96]
[110,0.02,200,300,2000,0.71,0.24,0.05,0.22500000000000001,0.96]
[110,0.02,200,400,800,0.71,0.24,0.05,0.23699999999999999,0.91]
[110,0.02,200,400,1000,0.71,0.24,0.05,0.23699999999999999,0.92]
[110,0.02,200,400,1200,0.71,0.24,0.05,0.23699999999999999,0.93]
[110,0.02,200,400,1600,0.71,0.24,0.05,0.23699999999999999,0.94]
[110,0.02,200,400,2000,0.71,0.24,0.05,0.23699999999999999,0.95]
[110,0.02,200,500,800,0.71,0.24,0.05,0.24299999999999999,0.89]
[110,0.02,200,500,1000,0.71,0.24,0.05,0.24299999999999999,0.9]
[110,0.02,200,500,1200,0.71,0.24,0.05,0.24299999999999999,0.91]
[110,0.02,200,500,1600,0.71,0.24,0.05,0.24299999999999999,0.92]
[110,0.02,200,500,2000,0.71,0.24,0.05,0.24299999999999999,0.93]
[110,0.02,200,600,800,0.71,0.24,0.05,0.248,0.87]
[110,0.02,200,600,1000,0.71,0.24,0.05,0.248,0.88]
[110,0.02,200,600,1200,0.71,0.24,0.05,0.248,0.89]
[110,0.02,200,600,1600,0.71,0.24,0.05,0.248,0.91]
[110,0.02,200,600,2000,0.71,0.24,0.05,0.248,0.92]
[110,0.02,300,300,800,0.72,0.24,0.04,0.376,0.94]
[110,0.02,300,300,1000,0.72,0.24,0.04,0.376,0.95]
[110,0.02,300,300,1200,0.72,0.24,0.04,0.376,0.95]
[110,0.02,300,300,1600,0.72,0.24,0.04,0.376,0.96]
[110,0.02,300,300,2000,0.72,0.24,0.04,0.376,0.97]
[110,0.02,300,400,800,0.72,0.24,0.04,0.39,0.92]
[110,0.02,300,400,1000,0.72,0.24,0.04,0.39,0.93]
[110,0.02,300,400,1200,0.72,0.24,0.04,0.39,0.93]
[110,0.02,300,400,1600,0.72,0.24,0.04,0.39,0.94]
[110,0.02,300,400,2000,0.72,0.24,0.04,0.39,0.95]
[110,0.02,300,500,800,0.72,0.24,0.04,0.39800000000000002,0.9]
[110,0.02,300,500,1000,0.72,0.24,0.04,0.39800000000000002,0.91]
[110,0.02,300,500,1200,0.72,0.24,0.04,0.39800000000000002,0.92]
[110,0.02,300,500,1600,0.72,0.24,0.04,0.39800000000000002,0.93]
[110,0.02,300,500,2000,0.72,0.24,0.04,0.39800000000000002,0.94]
[110,0.02,300,600,800,0.72,0.24,0.04,0.40200000000000002,0.88]
[110,0.02,300,600,1000,0.72,0.24,0.04,0.40200000000000002,0.89]
[110,0.02,300,600,1200,0.72,0.24,0.04,0.40200000000000002,0.9]
[110,0.02,300,600,1600,0.72,0.24,0.04,0.40200000000000002,0.92]
[110,0.02,300,600,2000,0.72,0.24,0.04,0.40200000000000002,0.93]
[110,0.02,400,300,800,0.73,0.24,0.03,0.48199999999999998,0.95]
[110,0.02,400,300,1000,0.73,0.24,0.03,0.48199999999999998,0.95]
[110,0.02,400,300,1200,0.73,0.24,0.03,0.48199999999999998,0.96]
[110,0.02,400,300,1600,0.73,0.24,0.03,0.48199999999999998,0.96]
[110,0.02,400,300,2000,0.73,0.24,0.03,0.48199999999999998,0.97]
[110,0.02,400,400,800,0.73,0.24,0.03,0.5,0.93]
[110,0.02,400,400,1000,0.73,0.24,0.03,0.5,0.93]
[110,0.02,400,400,1200,0.73,0.24,0.03,0.5,0.94]
[110,0.02,400,400,1600,0.73,0.24,0.03,0.5,0.95]
[110,0.02,400,400,2000,0.73,0.24,0.03,0.5,0.95]
[110,0.02,400,500,800,0.73,0.24,0.03,0.51900000000000002,0.91]
[110,0.02,400,500,1000,0.73,0.24,0.03,0.51900000000000002,0.92]
[110,0.02,400,500,1200,0.73,0.24,0.03,0.51900000000000002,0.92]
[110,0.02,400,500,1600,0.73,0.24,0.03,0.51900000000000002,0.93]
[110,0.02,400,500,2000,0.73,0.24,0.03,0.51900000000000002,0.94]
[110,0.02,400,600,800,0.73,0.24,0.03,0.56100000000000005,0.89]
[110,0.02,400,600,1000,0.73,0.24,0.03,0.56100000000000005,0.9]
[110,0.02,400,600,1200,0.73,0.24,0.03,0.56100000000000005,0.91]
[110,0.02,400,600,1600,0.73,0.24,0.03,0.56100000000000005,0.92]
[110,0.02,400,600,2000,0.73,0.24,0.03,0.56100000000000005,0.93]
[110,0.02,500,300,800,0.73,0.24,0.03,0.70699999999999996,0.95]
[110,0.02,500,300,1000,0.73,0.24,0.03,0.70699999999999996,0.96]
[110,0.02,500,300,1200,0.73,0.24,0.03,0.70699999999999996,0.96]
[110,0.02,500,300,1600,0.73,0.24,0.03,0.70699999999999996,0.97]
[110,0.02,500,300,2000,0.73,0.24,0.03,0.70699999999999996,0.97]
[110,0.02,500,400,800,0.73,0.24,0.03,0.73199999999999998,0.93]
[110,0.02,500,400,1000,0.73,0.24,0.03,0.73199999999999998,0.94]
[110,0.02,500,400,1200,0.73,0.24,0.03,0.73199999999999998,0.94]
[110,0.02,500,400,1600,0.73,0.24,0.03,0.73199999999999998,0.95]
[110,0.02,500,400,2000,0.73,0.24,0.03,0.73199999999999998,0.96]
[110,0.02,500,500,800,0.73,0.24,0.03,0.75900000000000001,0.92]
[110,0.02,500,500,1000,0.73,0.24,0.03,0.75900000000000001,0.92]
[110,0.02,500,500,1200,0.73,0.24,0.03,0.75900000000000001,0.93]
[110,0.02,500,500,1600,0.73,0.24,0.03,0.75900000000000001,0.94]
[110,0.02,500,500,2000,0.73,0.24,0.03,0.75900000000000001,0.95]
[110,0.02,500,600,800,0.73,0.24,0.03,0.75900000000000001,0.9]
[110,0.02,500,600,1000,0.73,0.24,0.03,0.75900000000000001,0.91]
[110,0.02,500,600,1200,0.73,0.24,0.03,0.75900000000000001,0.92]
[110,0.02,500,600,1600,0.73,0.24,0.03,0.75900000000000001,0.93]
[110,0.02,500,600,2000,0.73,0.24,0.03,0.75900000000000001,0.93]
[110,0.02,600,300,800,0.74,0.24,0.02,0.91100000000000003,0.96]
[110,0.02,600,300,1000,0.74,0.24,0.02,0.91100000000000003,0.96]
[110,0.02,600,300,1200,0.74,0.24,0.02,0.91100000000000003,0.96]
[110,0.02,600,300,1600,0.74,0.24,0.02,0.91100000000000003,0.97]
[110,0.02,600,300,2000,0.74,0.24,0.02,0.91100000000000003,0.97]
[110,0.02,600,400,800,0.74,0.24,0.02,0.91100000000000003,0.94]
[110,0.02,600,400,1000,0.74,0.24,0.02,0.91100000000000003,0.94]
[110,0.02,600,400,1200,0.74,0.24,0.02,0.91100000000000003,0.95]
[110,0.02,600,400,1600,0.74,0.24,0.02,0.91100000000000003,0.95]
[110,0.02,600,400,2000,0.74,0.24,0.02,0.91100000000000003,0.96]
[110,0.02,600,500,800,0.74,0.24,0.02,0.93200000000000005,0.92]
[110,0.02,600,500,1000,0.74,0.24,0.02,0.93200000000000005,0.93]
[110,0.02,600,500,1200,0.74,0.24,0.02,0.93200000000000005,0.93]
[110,0.02,600,500,1600,0.74,0.24,0.02,0.93200000000000005,0.94]
[110,0.02,600,500,2000,0.74,0.24,0.02,0.93200000000000005,0.95]
[110,0.02,600,600,800,0.74,0.24,0.02,0.95299999999999996,0.91]
[110,0.02,600,600,1000,0.74,0.24,0.02,0.95299999999999996,0.91]
[110,0.02,600,600,1200,0.74,0.24,0.02,0.95299999999999996,0.92]
[110,0.02,600,600,1600,0.74,0.24,0.02,0.95299999999999996,0.93]
[110,0.02,600,600,2000,0.74,0.24,0.02,0.95299999999999996,0.94]
[110,0.05,100,300,800,0.72,0.26,0.02,0.89100000000000001,0.92]
[110,0.05,100,300,1000,0.72,0.26,0.02,0.89100000000000001,0.93]
[110,0.05,100,300,1200,0.72,0.26,0.02,0.89100000000000001,0.94]
[110,0.05,100,300,1600,0.72,0.26,0.02,0.89100000000000001,0.95]
[110,0.05,100,300,2000,0.72,0.26,0.02,0.89100000000000001,0.96]
[110,0.05,100,400,800,0.72,0.26,0.02,0.93200000000000005,0.89]
[110,0.05,100,400,1000,0.72,0.26,0.02,0.93200000000000005,0.91]
[110,0.05,100,400,1200,0.72,0.26,0.02,0.93200000000000005,0.92]
[110,0.05,100,400,1600,0.72,0.26,0.02,0.93200000000000005,0.93]
[110,0.05,100,400,2000,0.72,0.26,0.02,0.93200000000000005,0.94]
[110,0.05,100,500,800,0.72,0.26,0.02,0.95299999999999996,0.87]
[110,0.05,100,500,1000,0.72,0.26,0.02,0.95299999999999996,0.89]
[110,0.05,100,500,1200,0.72,0.26,0.02,0.95299999999999996,0.9]
[110,0.05,100,500,1600,0.72,0.26,0.02,0.95299999999999996,0.92]
[110,0.05,100,500,2000,0.72,0.26,0.02,0.95299999999999996,0.93]
[110,0.05,100,600,800,0.72,0.26,0.02,0.97599999999999998,0.85]
[110,0.05,100,600,1000,0.72,0.26,0.02,0.97599999999999998,0.87]
[110,0.05,100,600,1200,0.72,0.26,0.02,0.97599999999999998,0.88]
[110,0.05,100,600,1600,0.72,0.26,0.02,0.97599999999999998,0.9]
[110,0.05,100,600,2000,0.72,0.26,0.02,0.97599999999999998,0.92]
[110,0.05,200,300,800,0.73,0.26,0.01,2.0489999999999999,0.93]
[110,0.05,200,300,1000,0.73,0.26,0.01,2.0489999999999999,0.94]
[110,0.05,200,300,1200,0.73,0.26,0.01,2.0489999999999999,0.94]
[110,0.05,200,300,1600,0.73,0.26,0.01,2.0489999999999999,0.95]
[110,0.05,200,300,2000,0.73,0.26,0.01,2.0489999999999999,0.96]
[110,0.05,200,400,800,0.73,0.26,0.01,2.157,0.91]
[110,0.05,200,400,1000,0.73,0.26,0.01,2.157,0.92]
[110,0.05,200,400,1200,0.73,0.26,0.01,2.157,0.93]
[110,0.05,200,400,1600,0.73,0.26,0.01,2.157,0.94]
[110,0.05,200,400,2000,0.73,0.26,0.01,2.157,0.95]
[110,0.05,200,500,800,0.73,0.26,0.01,2.157,0.89]
[110,0.05,200,500,1000,0.73,0.26,0.01,2.157,0.9]
[110,0.05,200,500,1200,0.73,0.26,0.01,2.157,0.91]
[110,0.05,200,500,1600,0.73,0.26,0.01,2.157,0.92]
[110,0.05,200,500,2000,0.73,0.26,0.01,2.157,0.93]
[110,0.05,200,600,800,0.73,0.26,0.01,2.2770000000000001,0.87]
[110,0.05,200,600,1000,0.73,0.26,0.01,2.2770000000000001,0.88]
[110,0.05,200,600,1200,0.73,0.26,0.01,2.2770000000000001,0.89]
[110,0.05,200,600,1600,0.73,0.26,0.01,2.2770000000000001,0.91]
[110,0.05,200,600,2000,0.73,0.26,0.01,2.2770000000000001,0.92]
[110,0.05,300,300,800,0.73,0.26,0.01,3.726,0.94]
[110,0.05,300,300,1000,0.73,0.26,0.01,3.726,0.94]
[110,0.05,300,300,1200,0.73,0.26,0.01,3.726,0.95]
[110,0.05,300,300,1600,0.73,0.26,0.01,3.726,0.96]
[110,0.05,300,300,2000,0.73,0.26,0.01,3.726,0.96]
[110,0.05,300,400,800,0.73,0.26,0.01,3.726,0.92]
[110,0.05,300,400,1000,0.73,0.26,0.01,3.726,0.92]
[110,0.05,300,400,1200,0.73,0.26,0.01,3.726,0.93]
[110,0.05,300,400,1600,0.73,0.26,0.01,3.726,0.94]
[110,0.05,300,400,2000,0.73,0.26,0.01,3.726,0.95]
[110,0.05,300,500,800,0.73,0.26,0.01,4.0990000000000002,0.9]
[110,0.05,300,500,1000,0.73,0.26,0.01,4.0990000000000002,0.91]
[110,0.05,300,500,1200,0.73,0.26,0.01,4.0990000000000002,0.92]
[110,0.05,300,500,1600,0.73,0.26,0.01,4.0990000000000002,0.93]
[110,0.05,300,500,2000,0.73,0.26,0.01,4.0990000000000002,0.94]
[110,0.05,300,600,800,0.73,0.26,0.01,4.5540000000000003,0.88]
[110,0.05,300,600,1000,0.73,0.26,0.01,4.5540000000000003,0.89]
[110,0.05,300,600,1200,0.73,0.26,0.01,4.5540000000000003,0.9]
[110,0.05,300,600,1600,0.73,0.26,0.01,4.5540000000000003,0.92]
[110,0.05,300,600,2000,0.73,0.26,0.01,4.5540000000000003,0.93]
[110,0.05,400,300,800,0.73,0.26,0.01,5.1239999999999997,0.94]
[110,0.05,400,300,1000,0.73,0.26,0.01,5.1239999999999997,0.95]
[110,0.05,400,300,1200,0.73,0.26,0.01,5.1239999999999997,0.95]
[110,0.05,400,300,1600,0.73,0.26,0.01,5.1239999999999997,0.96]
[110,0.05,400,300,2000,0.73,0.26,0.01,5.1239999999999997,0.97]
[110,0.05,400,400,800,0.73,0.26,0.01,5.8559999999999999,0.92]
[110,0.05,400,400,1000,0.73,0.26,0.01,5.8559999999999999,0.93]
[110,0.05,400,400,1200,0.73,0.26,0.01,5.8559999999999999,0.94]
[110,0.05,400,400,1600,0.73,0.26,0.01,5.8559999999999999,0.95]
[110,0.05,400,400,2000,0.73,0.26,0.01,5.8559999999999999,0.95]
[110,0.05,400,500,800,0.73,0.26,0.01,5.8559999999999999,0.91]
[110,0.05,400,500,1000,0.73,0.26,0.01,5.8559999999999999,0.92]
[110,0.05,400,500,1200,0.73,0.26,0.01,5.8559999999999999,0.92]
[110,0.05,400,500,1600,0.73,0.26,0.01,5.8559999999999999,0.93]
[110,0.05,400,500,2000,0.73,0.26,0.01,5.8559999999999999,0.94]
[110,0.05,400,600,800,0.73,0.26,0.01,5.8559999999999999,0.89]
[110,0.05,400,600,1000,0.73,0.26,0.01,5.8559999999999999,0.9]
[110,0.05,400,600,1200,0.73,0.26,0.01,5.8559999999999999,0.91]
[110,0.05,400,600,1600,0.73,0.26,0.01,5.8559999999999999,0.92]
[110,0.05,400,600,2000,0.73,0.26,0.01,5.8559999999999999,0.93]
[110,0.05,500,300,800,0.73,0.26,0.01,6.8310000000000004,0.95]
[110,0.05,500,300,1000,0.73,0.26,0.01,6.8310000000000004,0.95]
[110,0.05,500,300,1200,0.73,0.26,0.01,6.8310000000000004,0.96]
[110,0.05,500,300,1600,0.73,0.26,0.01,6.8310000000000004,0.96]
[110,0.05,500,300,2000,0.73,0.26,0.01,6.8310000000000004,0.97]
[110,0.05,500,400,800,0.73,0.26,0.01,8.1980000000000004,0.93]
[110,0.05,500,400,1000,0.73,0.26,0.01,8.1980000000000004,0.94]
[110,0.05,500,400,1200,0.73,0.26,0.01,8.1980000000000004,0.94]
[110,0.05,500,400,1600,0.73,0.26,0.01,8.1980000000000004,0.95]
[110,0.05,500,400,2000,0.73,0.26,0.01,8.1980000000000004,0.96]
[110,0.05,500,500,800,0.73,0.26,0.01,8.1980000000000004,0.92]
[110,0.05,500,500,1000,0.73,0.26,0.01,8.1980000000000004,0.92]
[110,0.05,500,500,1200,0.73,0.26,0.01,8.1980000000000004,0.93]
[110,0.05,500,500,1600,0.73,0.26,0.01,8.1980000000000004,0.94]
[110,0.05,500,500,2000,0.73,0.26,0.01,8.1980000000000004,0.94]
[110,0.05,500,600,800,0.73,0.26,0.01,8.1980000000000004,0.9]
[110,0.05,500,600,1000,0.73,0.26,0.01,8.1980000000000004,0.91]
[110,0.05,500,600,1200,0.73,0.26,0.01,8.1980000000000004,0.91]
[110,0.05,500,600,1600,0.73,0.26,0.01,8.1980000000000004,0.93]
[110,0.05,500,600,2000,0.73,0.26,0.01,8.1980000000000004,0.93]
[110,0.05,600,300,800,0.74,0.26,0.01,8.1980000000000004,0.95]
[110,0.05,600,300,1000,0.74,0.26,0.01,8.1980000000000004,0.96]
[110,0.05,600,300,1200,0.74,0.26,0.01,8.1980000000000004,0.96]
[110,0.05,600,300,1600,0.74,0.26,0.01,8.1980000000000004,0.97]
[110,0.05,600,300,2000,0.74,0.26,0.01,8.1980000000000004,0.97]
[110,0.05,600,400,800,0.73,0.26,0.01,10.247,0.94]
[110,0.05,600,400,1000,0.73,0.26,0.01,10.247,0.94]
[110,0.05,600,400,1200,0.73,0.26,0.01,10.247,0.95]
[110,0.05,600,400,1600,0.73,0.26,0.01,10.247,0.95]
[110,0.05,600,400,2000,0.73,0.26,0.01,10.247,0.96]
[110,0.05,600,500,800,0.73,0.26,0.01,10.247,0.92]
[110,0.05,600,500,1000,0.73,0.26,0.01,10.247,0.93]
[110,0.05,600,500,1200,0.73,0.26,0.01,10.247,0.93]
[110,0.05,600,500,1600,0.73,0.26,0.01,10.247,0.94]
[110,0.05,600,500,2000,0.73,0.26,0.01,10.247,0.95]
[110,0.05,600,600,800,0.73,0.26,0.01,10.247,0.91]
[110,0.05,600,600,1000,0.73,0.26,0.01,10.247,0.91]
[110,0.05,600,600,1200,0.73,0.26,0.01,10.247,0.92]
[110,0.05,600,600,1600,0.73,0.26,0.01,10.247,0.93]
[110,0.05,600,600,2000,0.73,0.26,0.01,10.247,0.94]
[110,7.0000000000000007E-2,100,300,800,0.71,0.28000000000000003,0.01,2.2770000000000001,0.92]
[110,7.0000000000000007E-2,100,300,1000,0.71,0.28000000000000003,0.01,2.2770000000000001,0.93]
[110,7.0000000000000007E-2,100,300,1200,0.71,0.28000000000000003,0.01,2.2770000000000001,0.94]
[110,7.0000000000000007E-2,100,300,1600,0.71,0.28000000000000003,0.01,2.2770000000000001,0.95]
[110,7.0000000000000007E-2,100,300,2000,0.71,0.28000000000000003,0.01,2.2770000000000001,0.96]
[110,7.0000000000000007E-2,100,400,800,0.71,0.28000000000000003,0.01,2.411,0.89]
[110,7.0000000000000007E-2,100,400,1000,0.71,0.28000000000000003,0.01,2.411,0.91]
[110,7.0000000000000007E-2,100,400,1200,0.71,0.28000000000000003,0.01,2.411,0.92]
[110,7.0000000000000007E-2,100,400,1600,0.71,0.28000000000000003,0.01,2.411,0.93]
[110,7.0000000000000007E-2,100,400,2000,0.71,0.28000000000000003,0.01,2.411,0.94]
[110,7.0000000000000007E-2,100,500,800,0.71,0.28000000000000003,0.01,2.5619999999999998,0.87]
[110,7.0000000000000007E-2,100,500,1000,0.71,0.28000000000000003,0.01,2.5619999999999998,0.89]
[110,7.0000000000000007E-2,100,500,1200,0.71,0.28000000000000003,0.01,2.5619999999999998,0.9]
[110,7.0000000000000007E-2,100,500,1600,0.71,0.28000000000000003,0.01,2.5619999999999998,0.92]
[110,7.0000000000000007E-2,100,500,2000,0.71,0.28000000000000003,0.01,2.5619999999999998,0.93]
[110,7.0000000000000007E-2,100,600,800,0.71,0.28000000000000003,0.01,2.7330000000000001,0.85]
[110,7.0000000000000007E-2,100,600,1000,0.71,0.28000000000000003,0.01,2.7330000000000001,0.87]
[110,7.0000000000000007E-2,100,600,1200,0.71,0.28000000000000003,0.01,2.7330000000000001,0.88]
[110,7.0000000000000007E-2,100,600,1600,0.71,0.28000000000000003,0.01,2.7330000000000001,0.9]
[110,7.0000000000000007E-2,100,600,2000,0.71,0.28000000000000003,0.01,2.7330000000000001,0.92]
[110,7.0000000000000007E-2,200,300,800,0.72,0.28000000000000003,0.01,6.8310000000000004,0.93]
[110,7.0000000000000007E-2,200,300,1000,0.72,0.28000000000000003,0.01,6.8310000000000004,0.94]
[110,7.0000000000000007E-2,200,300,1200,0.72,0.28000000000000003,0.01,6.8310000000000004,0.94]
[110,7.0000000000000007E-2,200,300,1600,0.72,0.28000000000000003,0.01,6.8310000000000004,0.95]
[110,7.0000000000000007E-2,200,300,2000,0.72,0.28000000000000003,0.01,6.8310000000000004,0.96]
[110,7.0000000000000007E-2,200,400,800,0.72,0.28000000000000003,0.01,6.8310000000000004,0.91]
[110,7.0000000000000007E-2,200,400,1000,0.72,0.28000000000000003,0.01,6.8310000000000004,0.92]
[110,7.0000000000000007E-2,200,400,1200,0.72,0.28000000000000003,0.01,6.8310000000000004,0.92]
[110,7.0000000000000007E-2,200,400,1600,0.72,0.28000000000000003,0.01,6.8310000000000004,0.94]
[110,7.0000000000000007E-2,200,400,2000,0.72,0.28000000000000003,0.01,6.8310000000000004,0.95]
[110,7.0000000000000007E-2,200,500,800,0.71,0.28000000000000003,0.01,6.8310000000000004,0.89]
[110,7.0000000000000007E-2,200,500,1000,0.71,0.28000000000000003,0.01,6.8310000000000004,0.9]
[110,7.0000000000000007E-2,200,500,1200,0.71,0.28000000000000003,0.01,6.8310000000000004,0.91]
[110,7.0000000000000007E-2,200,500,1600,0.71,0.28000000000000003,0.01,6.8310000000000004,0.92]
[110,7.0000000000000007E-2,200,500,2000,0.71,0.28000000000000003,0.01,6.8310000000000004,0.93]
[110,7.0000000000000007E-2,200,600,800,0.71,0.28000000000000003,0.01,6.8310000000000004,0.87]
[110,7.0000000000000007E-2,200,600,1000,0.71,0.28000000000000003,0.01,6.8310000000000004,0.88]
[110,7.0000000000000007E-2,200,600,1200,0.71,0.28000000000000003,0.01,6.8310000000000004,0.89]
[110,7.0000000000000007E-2,200,600,1600,0.71,0.28000000000000003,0.01,6.8310000000000004,0.91]
[110,7.0000000000000007E-2,200,600,2000,0.71,0.28000000000000003,0.01,6.8310000000000004,0.92]
[110,7.0000000000000007E-2,300,300,800,0.72,0.28000000000000003,0.01,8.1980000000000004,0.94]
[110,7.0000000000000007E-2,300,300,1000,0.72,0.28000000000000003,0.01,8.1980000000000004,0.94]
[110,7.0000000000000007E-2,300,300,1200,0.72,0.28000000000000003,0.01,8.1980000000000004,0.95]
[110,7.0000000000000007E-2,300,300,1600,0.72,0.28000000000000003,0.01,8.1980000000000004,0.96]
[110,7.0000000000000007E-2,300,300,2000,0.72,0.28000000000000003,0.01,8.1980000000000004,0.96]
[110,7.0000000000000007E-2,300,400,800,0.72,0.28000000000000003,0.01,10.247,0.92]
[110,7.0000000000000007E-2,300,400,1000,0.72,0.28000000000000003,0.01,10.247,0.92]
[110,7.0000000000000007E-2,300,400,1200,0.72,0.28000000000000003,0.01,10.247,0.93]
[110,7.0000000000000007E-2,300,400,1600,0.72,0.28000000000000003,0.01,10.247,0.94]
[110,7.0000000000000007E-2,300,400,2000,0.72,0.28000000000000003,0.01,10.247,0.95]
[110,7.0000000000000007E-2,300,500,800,0.72,0.28000000000000003,0.01,10.247,0.9]
[110,7.0000000000000007E-2,300,500,1000,0.72,0.28000000000000003,0.01,10.247,0.91]
[110,7.0000000000000007E-2,300,500,1200,0.72,0.28000000000000003,0.01,10.247,0.92]
[110,7.0000000000000007E-2,300,500,1600,0.72,0.28000000000000003,0.01,10.247,0.93]
[110,7.0000000000000007E-2,300,500,2000,0.72,0.28000000000000003,0.01,10.247,0.94]
[110,7.0000000000000007E-2,300,600,800,0.72,0.28000000000000003,0,13.663,0.88]
[110,7.0000000000000007E-2,300,600,1000,0.72,0.28000000000000003,0,13.663,0.89]
[110,7.0000000000000007E-2,300,600,1200,0.72,0.28000000000000003,0,13.663,0.9]
[110,7.0000000000000007E-2,300,600,1600,0.72,0.28000000000000003,0,13.663,0.92]
[110,7.0000000000000007E-2,300,600,2000,0.72,0.28000000000000003,0,13.663,0.93]
[110,7.0000000000000007E-2,400,300,800,0.72,0.28000000000000003,0,20.494,0.94]
[110,7.0000000000000007E-2,400,300,1000,0.72,0.28000000000000003,0,20.494,0.95]
[110,7.0000000000000007E-2,400,300,1200,0.72,0.28000000000000003,0,20.494,0.95]
[110,7.0000000000000007E-2,400,300,1600,0.72,0.28000000000000003,0,20.494,0.96]
[110,7.0000000000000007E-2,400,300,2000,0.72,0.28000000000000003,0,20.494,0.97]
[110,7.0000000000000007E-2,400,400,800,0.72,0.28000000000000003,0,20.494,0.92]
[110,7.0000000000000007E-2,400,400,1000,0.72,0.28000000000000003,0,20.494,0.93]
[110,7.0000000000000007E-2,400,400,1200,0.72,0.28000000000000003,0,20.494,0.94]
[110,7.0000000000000007E-2,400,400,1600,0.72,0.28000000000000003,0,20.494,0.95]
[110,7.0000000000000007E-2,400,400,2000,0.72,0.28000000000000003,0,20.494,0.95]
[110,7.0000000000000007E-2,400,500,800,0.72,0.28000000000000003,0,20.494,0.91]
[110,7.0000000000000007E-2,400,500,1000,0.72,0.28000000000000003,0,20.494,0.91]
[110,7.0000000000000007E-2,400,500,1200,0.72,0.28000000000000003,0,20.494,0.92]
[110,7.0000000000000007E-2,400,500,1600,0.72,0.28000000000000003,0,20.494,0.93]
[110,7.0000000000000007E-2,400,500,2000,0.72,0.28000000000000003,0,20.494,0.94]
[110,7.0000000000000007E-2,400,600,800,0.72,0.28000000000000003,0,20.494,0.89]
[110,7.0000000000000007E-2,400,600,1000,0.72,0.28000000000000003,0,20.494,0.9]
[110,7.0000000000000007E-2,400,600,1200,0.72,0.28000000000000003,0,20.494,0.91]
[110,7.0000000000000007E-2,400,600,1600,0.72,0.28000000000000003,0,20.494,0.92]
[110,7.0000000000000007E-2,400,600,2000,0.72,0.28000000000000003,0,20.494,0.93]
[110,7.0000000000000007E-2,500,300,800,0.72,0.28000000000000003,0,20.494,0.95]
[110,7.0000000000000007E-2,500,300,1000,0.72,0.28000000000000003,0,20.494,0.95]
[110,7.0000000000000007E-2,500,300,1200,0.72,0.28000000000000003,0,20.494,0.96]
[110,7.0000000000000007E-2,500,300,1600,0.72,0.28000000000000003,0,20.494,0.96]
[110,7.0000000000000007E-2,500,300,2000,0.72,0.28000000000000003,0,20.494,0.97]
[110,7.0000000000000007E-2,500,400,800,0.72,0.28000000000000003,0,20.494,0.93]
[110,7.0000000000000007E-2,500,400,1000,0.72,0.28000000000000003,0,20.494,0.94]
[110,7.0000000000000007E-2,500,400,1200,0.72,0.28000000000000003,0,20.494,0.94]
[110,7.0000000000000007E-2,500,400,1600,0.72,0.28000000000000003,0,20.494,0.95]
[110,7.0000000000000007E-2,500,400,2000,0.72,0.28000000000000003,0,20.494,0.96]
[110,7.0000000000000007E-2,500,500,800,0.72,0.28000000000000003,0,20.494,0.91]
[110,7.0000000000000007E-2,500,500,1000,0.72,0.28000000000000003,0,20.494,0.92]
[110,7.0000000000000007E-2,500,500,1200,0.72,0.28000000000000003,0,20.494,0.93]
[110,7.0000000000000007E-2,500,500,1600,0.72,0.28000000000000003,0,20.494,0.94]
[110,7.0000000000000007E-2,500,500,2000,0.72,0.28000000000000003,0,20.494,0.94]
[110,7.0000000000000007E-2,500,600,800,0.72,0.28000000000000003,0,20.494,0.9]
[110,7.0000000000000007E-2,500,600,1000,0.72,0.28000000000000003,0,20.494,0.91]
[110,7.0000000000000007E-2,500,600,1200,0.72,0.28000000000000003,0,20.494,0.91]
[110,7.0000000000000007E-2,500,600,1600,0.72,0.28000000000000003,0,20.494,0.93]
[110,7.0000000000000007E-2,500,600,2000,0.72,0.28000000000000003,0,20.494,0.93]
[110,7.0000000000000007E-2,600,300,800,0.72,0.28000000000000003,0,20.494,0.95]
[110,7.0000000000000007E-2,600,300,1000,0.72,0.28000000000000003,0,20.494,0.96]
[110,7.0000000000000007E-2,600,300,1200,0.72,0.28000000000000003,0,20.494,0.96]
[110,7.0000000000000007E-2,600,300,1600,0.72,0.28000000000000003,0,20.494,0.97]
[110,7.0000000000000007E-2,600,300,2000,0.72,0.28000000000000003,0,20.494,0.97]
[110,7.0000000000000007E-2,600,400,800,0.72,0.28000000000000003,0,20.494,0.94]
[110,7.0000000000000007E-2,600,400,1000,0.72,0.28000000000000003,0,20.494,0.94]
[110,7.0000000000000007E-2,600,400,1200,0.72,0.28000000000000003,0,20.494,0.95]
[110,7.0000000000000007E-2,600,400,1600,0.72,0.28000000000000003,0,20.494,0.95]
[110,7.0000000000000007E-2,600,400,2000,0.72,0.28000000000000003,0,20.494,0.96]
[110,7.0000000000000007E-2,600,500,800,0.72,0.28000000000000003,0,20.494,0.92]
[110,7.0000000000000007E-2,600,500,1000,0.72,0.28000000000000003,0,20.494,0.93]
[110,7.0000000000000007E-2,600,500,1200,0.72,0.28000000000000003,0,20.494,0.93]
[110,7.0000000000000007E-2,600,500,1600,0.72,0.28000000000000003,0,20.494,0.94]
[110,7.0000000000000007E-2,600,500,2000,0.72,0.28000000000000003,0,20.494,0.95]
[110,7.0000000000000007E-2,600,600,800,0.72,0.28000000000000003,0,20.494,0.91]
[110,7.0000000000000007E-2,600,600,1000,0.72,0.28000000000000003,0,20.494,0.91]
[110,7.0000000000000007E-2,600,600,1200,0.72,0.28000000000000003,0,20.494,0.92]
[110,7.0000000000000007E-2,600,600,1600,0.72,0.28000000000000003,0,20.494,0.93]
[110,7.0000000000000007E-2,600,600,2000,0.72,0.28000000000000003,0,20.494,0.94]
[110,0.1,100,300,800,0.7,0.28999999999999998,0.01,6.8310000000000004,0.92]
[110,0.1,100,300,1000,0.7,0.28999999999999998,0.01,6.8310000000000004,0.93]
[110,0.1,100,300,1200,0.7,0.28999999999999998,0.01,6.8310000000000004,0.94]
[110,0.1,100,300,1600,0.7,0.28999999999999998,0.01,6.8310000000000004,0.95]
[110,0.1,100,300,2000,0.7,0.28999999999999998,0.01,6.8310000000000004,0.96]
[110,0.1,100,400,800,0.7,0.3,0.01,6.8310000000000004,0.89]
[110,0.1,100,400,1000,0.7,0.3,0.01,6.8310000000000004,0.91]
[110,0.1,100,400,1200,0.7,0.3,0.01,6.8310000000000004,0.92]
[110,0.1,100,400,1600,0.7,0.3,0.01,6.8310000000000004,0.93]
[110,0.1,100,400,2000,0.7,0.3,0.01,6.8310000000000004,0.94]
[110,0.1,100,500,800,0.7,0.3,0.01,6.8310000000000004,0.87]
[110,0.1,100,500,1000,0.7,0.3,0.01,6.8310000000000004,0.89]
[110,0.1,100,500,1200,0.7,0.3,0.01,6.8310000000000004,0.9]
[110,0.1,100,500,1600,0.7,0.3,0.01,6.8310000000000004,0.92]
[110,0.1,100,500,2000,0.7,0.3,0.01,6.8310000000000004,0.93]
[110,0.1,100,600,800,0.7,0.3,0.01,6.8310000000000004,0.85]
[110,0.1,100,600,1000,0.7,0.3,0.01,6.8310000000000004,0.87]
[110,0.1,100,600,1200,0.7,0.3,0.01,6.8310000000000004,0.88]
[110,0.1,100,600,1600,0.7,0.3,0.01,6.8310000000000004,0.9]
[110,0.1,100,600,2000,0.7,0.3,0.01,6.8310000000000004,0.92]
[110,0.1,200,300,800,0.7,0.28999999999999998,0,10.247,0.93]
[110,0.1,200,300,1000,0.7,0.28999999999999998,0,10.247,0.94]
[110,0.1,200,300,1200,0.7,0.28999999999999998,0,10.247,0.94]
[110,0.1,200,300,1600,0.7,0.28999999999999998,0,10.247,0.95]
[110,0.1,200,300,2000,0.7,0.28999999999999998,0,10.247,0.96]
[110,0.1,200,400,800,0.7,0.3,0,13.663,0.9]
[110,0.1,200,400,1000,0.7,0.3,0,13.663,0.92]
[110,0.1,200,400,1200,0.7,0.3,0,13.663,0.92]
[110,0.1,200,400,1600,0.7,0.3,0,13.663,0.94]
[110,0.1,200,400,2000,0.7,0.3,0,13.663,0.95]
[110,0.1,200,500,800,0.7,0.3,0,13.663,0.88]
[110,0.1,200,500,1000,0.7,0.3,0,13.663,0.9]
[110,0.1,200,500,1200,0.7,0.3,0,13.663,0.91]
[110,0.1,200,500,1600,0.7,0.3,0,13.663,0.92]
[110,0.1,200,500,2000,0.7,0.3,0,13.663,0.93]
[110,0.1,200,600,800,0.7,0.3,0,13.663,0.87]
[110,0.1,200,600,1000,0.7,0.3,0,13.663,0.88]
[110,0.1,200,600,1200,0.7,0.3,0,13.663,0.89]
[110,0.1,200,600,1600,0.7,0.3,0,13.663,0.91]
[110,0.1,200,600,2000,0.7,0.3,0,13.663,0.92]
[110,0.1,300,300,800,0.7,0.28999999999999998,0,20.494,0.94]
[110,0.1,300,300,1000,0.7,0.28999999999999998,0,20.494,0.94]
[110,0.1,300,300,1200,0.7,0.28999999999999998,0,20.494,0.95]
[110,0.1,300,300,1600,0.7,0.28999999999999998,0,20.494,0.96]
[110,0.1,300,300,2000,0.7,0.28999999999999998,0,20.494,0.96]
[110,0.1,300,400,800,0.7,0.3,0,20.494,0.91]
[110,0.1,300,400,1000,0.7,0.3,0,20.494,0.92]
[110,0.1,300,400,1200,0.7,0.3,0,20.494,0.93]
[110,0.1,300,400,1600,0.7,0.3,0,20.494,0.94]
[110,0.1,300,400,2000,0.7,0.3,0,20.494,0.95]
[110,0.1,300,500,800,0.7,0.3,0,20.494,0.9]
[110,0.1,300,500,1000,0.7,0.3,0,20.494,0.91]
[110,0.1,300,500,1200,0.7,0.3,0,20.494,0.91]
[110,0.1,300,500,1600,0.7,0.3,0,20.494,0.93]
[110,0.1,300,500,2000,0.7,0.3,0,20.494,0.94]
[110,0.1,300,600,800,0.7,0.3,0,20.494,0.88]
[110,0.1,300,600,1000,0.7,0.3,0,20.494,0.89]
[110,0.1,300,600,1200,0.7,0.3,0,20.494,0.9]
[110,0.1,300,600,1600,0.7,0.3,0,20.494,0.91]
[110,0.1,300,600,2000,0.7,0.3,0,20.494,0.93]
[110,0.1,400,300,800,0.71,0.28999999999999998,0,20.494,0.94]
[110,0.1,400,300,1000,0.71,0.28999999999999998,0,20.494,0.95]
[110,0.1,400,300,1200,0.71,0.28999999999999998,0,20.494,0.95]
[110,0.1,400,300,1600,0.71,0.28999999999999998,0,20.494,0.96]
[110,0.1,400,300,2000,0.71,0.28999999999999998,0,20.494,0.96]
[110,0.1,400,400,800,0.7,0.3,0,20.494,0.92]
[110,0.1,400,400,1000,0.7,0.3,0,20.494,0.93]
[110,0.1,400,400,1200,0.7,0.3,0,20.494,0.94]
[110,0.1,400,400,1600,0.7,0.3,0,20.494,0.95]
[110,0.1,400,400,2000,0.7,0.3,0,20.494,0.95]
[110,0.1,400,500,800,0.7,0.3,0,20.494,0.91]
[110,0.1,400,500,1000,0.7,0.3,0,20.494,0.91]
[110,0.1,400,500,1200,0.7,0.3,0,20.494,0.92]
[110,0.1,400,500,1600,0.7,0.3,0,20.494,0.93]
[110,0.1,400,500,2000,0.7,0.3,0,20.494,0.94]
[110,0.1,400,600,800,0.7,0.3,0,20.494,0.89]
[110,0.1,400,600,1000,0.7,0.3,0,20.494,0.9]
[110,0.1,400,600,1200,0.7,0.3,0,20.494,0.91]
[110,0.1,400,600,1600,0.7,0.3,0,20.494,0.92]
[110,0.1,400,600,2000,0.7,0.3,0,20.494,0.93]
[110,0.1,500,300,800,0.71,0.28999999999999998,0,40.988999999999997,0.95]
[110,0.1,500,300,1000,0.71,0.28999999999999998,0,40.988999999999997,0.95]
[110,0.1,500,300,1200,0.71,0.28999999999999998,0,40.988999999999997,0.96]
[110,0.1,500,300,1600,0.71,0.28999999999999998,0,40.988999999999997,0.96]
[110,0.1,500,300,2000,0.71,0.28999999999999998,0,40.988999999999997,0.97]
[110,0.1,500,400,800,0.7,0.3,0,40.988999999999997,0.93]
[110,0.1,500,400,1000,0.7,0.3,0,40.988999999999997,0.94]
[110,0.1,500,400,1200,0.7,0.3,0,40.988999999999997,0.94]
[110,0.1,500,400,1600,0.7,0.3,0,40.988999999999997,0.95]
[110,0.1,500,400,2000,0.7,0.3,0,40.988999999999997,0.96]
[110,0.1,500,500,800,0.7,0.3,0,40.988999999999997,0.91]
[110,0.1,500,500,1000,0.7,0.3,0,40.988999999999997,0.92]
[110,0.1,500,500,1200,0.7,0.3,0,40.988999999999997,0.93]
[110,0.1,500,500,1600,0.7,0.3,0,40.988999999999997,0.94]
[110,0.1,500,500,2000,0.7,0.3,0,40.988999999999997,0.94]
[110,0.1,500,600,800,0.7,0.3,0,40.988999999999997,0.9]
[110,0.1,500,600,1000,0.7,0.3,0,40.988999999999997,0.91]
[110,0.1,500,600,1200,0.7,0.3,0,40.988999999999997,0.91]
[110,0.1,500,600,1600,0.7,0.3,0,40.988999999999997,0.93]
[110,0.1,500,600,2000,0.7,0.3,0,40.988999999999997,0.93]
[110,0.1,600,300,800,0.71,0.28999999999999998,0,40.988999999999997,0.95]
[110,0.1,600,300,1000,0.71,0.28999999999999998,0,40.988999999999997,0.96]
[110,0.1,600,300,1200,0.71,0.28999999999999998,0,40.988999999999997,0.96]
[110,0.1,600,300,1600,0.71,0.28999999999999998,0,40.988999999999997,0.96]
[110,0.1,600,300,2000,0.71,0.28999999999999998,0,40.988999999999997,0.97]
[110,0.1,600,400,800,0.7,0.3,0,40.988999999999997,0.94]
[110,0.1,600,400,1000,0.7,0.3,0,40.988999999999997,0.94]
[110,0.1,600,400,1200,0.7,0.3,0,40.988999999999997,0.95]
[110,0.1,600,400,1600,0.7,0.3,0,40.988999999999997,0.95]
[110,0.1,600,400,2000,0.7,0.3,0,40.988999999999997,0.96]
[110,0.1,600,500,800,0.7,0.3,0,40.988999999999997,0.92]
[110,0.1,600,500,1000,0.7,0.3,0,40.988999999999997,0.93]
[110,0.1,600,500,1200,0.7,0.3,0,40.988999999999997,0.93]
[110,0.1,600,500,1600,0.7,0.3,0,40.988999999999997,0.94]
[110,0.1,600,500,2000,0.7,0.3,0,40.988999999999997,0.95]
[110,0.1,600,600,800,0.7,0.3,0,40.988999999999997,0.91]
[110,0.1,600,600,1000,0.7,0.3,0,40.988999999999997,0.91]
[110,0.1,600,600,1200,0.7,0.3,0,40.988999999999997,0.92]
[110,0.1,600,600,1600,0.7,0.3,0,40.988999999999997,0.93]
[110,0.1,600,600,2000,0.7,0.3,0,40.988999999999997,0.94]
[110,0.15,100,300,800,0.67,0.33,0,13.663,0.92]
[110,0.15,100,300,1000,0.67,0.33,0,13.663,0.93]
[110,0.15,100,300,1200,0.67,0.33,0,13.663,0.94]
[110,0.15,100,300,1600,0.67,0.33,0,13.663,0.95]
[110,0.15,100,300,2000,0.67,0.33,0,13.663,0.96]
[110,0.15,100,400,800,0.67,0.33,0,20.494,0.89]
[110,0.15,100,400,1000,0.67,0.33,0,20.494,0.9]
[110,0.15,100,400,1200,0.67,0.33,0,20.494,0.92]
[110,0.15,100,400,1600,0.67,0.33,0,20.494,0.93]
[110,0.15,100,400,2000,0.67,0.33,0,20.494,0.94]
[110,0.15,100,500,800,0.67,0.33,0,20.494,0.87]
[110,0.15,100,500,1000,0.67,0.33,0,20.494,0.88]
[110,0.15,100,500,1200,0.67,0.33,0,20.494,0.9]
[110,0.15,100,500,1600,0.67,0.33,0,20.494,0.92]
[110,0.15,100,500,2000,0.67,0.33,0,20.494,0.93]
[110,0.15,100,600,800,0.67,0.33,0,20.494,0.85]
[110,0.15,100,600,1000,0.67,0.33,0,20.494,0.87]
[110,0.15,100,600,1200,0.67,0.33,0,20.494,0.88]
[110,0.15,100,600,1600,0.67,0.33,0,20.494,0.9]
[110,0.15,100,600,2000,0.67,0.33,0,20.494,0.92]
[110,0.15,200,300,800,0.67,0.33,0,40.988999999999997,0.93]
[110,0.15,200,300,1000,0.67,0.33,0,40.988999999999997,0.94]
[110,0.15,200,300,1200,0.67,0.33,0,40.988999999999997,0.94]
[110,0.15,200,300,1600,0.67,0.33,0,40.988999999999997,0.95]
[110,0.15,200,300,2000,0.67,0.33,0,40.988999999999997,0.96]
[110,0.15,200,400,800,0.67,0.33,0,40.988999999999997,0.9]
[110,0.15,200,400,1000,0.67,0.33,0,40.988999999999997,0.91]
[110,0.15,200,400,1200,0.67,0.33,0,40.988999999999997,0.92]
[110,0.15,200,400,1600,0.67,0.33,0,40.988999999999997,0.94]
[110,0.15,200,400,2000,0.67,0.33,0,40.988999999999997,0.95]
[110,0.15,200,500,800,0.67,0.33,0,40.988999999999997,0.88]
[110,0.15,200,500,1000,0.67,0.33,0,40.988999999999997,0.9]
[110,0.15,200,500,1200,0.67,0.33,0,40.988999999999997,0.91]
[110,0.15,200,500,1600,0.67,0.33,0,40.988999999999997,0.92]
[110,0.15,200,500,2000,0.67,0.33,0,40.988999999999997,0.93]
[110,0.15,200,600,800,0.67,0.33,0,40.988999999999997,0.87]
[110,0.15,200,600,1000,0.67,0.33,0,40.988999999999997,0.88]
[110,0.15,200,600,1200,0.67,0.33,0,40.988999999999997,0.89]
[110,0.15,200,600,1600,0.67,0.33,0,40.988999999999997,0.91]
[110,0.15,200,600,2000,0.67,0.33,0,40.988999999999997,0.92]
[110,0.15,300,300,800,0.67,0.33,0,40.988999999999997,0.93]
[110,0.15,300,300,1000,0.67,0.33,0,40.988999999999997,0.94]
[110,0.15,300,300,1200,0.67,0.33,0,40.988999999999997,0.95]
[110,0.15,300,300,1600,0.67,0.33,0,40.988999999999997,0.96]
[110,0.15,300,300,2000,0.67,0.33,0,40.988999999999997,0.96]
[110,0.15,300,400,800,0.67,0.33,0,40.988999999999997,0.91]
[110,0.15,300,400,1000,0.67,0.33,0,40.988999999999997,0.92]
[110,0.15,300,400,1200,0.67,0.33,0,40.988999999999997,0.93]
[110,0.15,300,400,1600,0.67,0.33,0,40.988999999999997,0.94]
[110,0.15,300,400,2000,0.67,0.33,0,40.988999999999997,0.95]
[110,0.15,300,500,800,0.67,0.33,0,40.988999999999997,0.9]
[110,0.15,300,500,1000,0.67,0.33,0,40.988999999999997,0.91]
[110,0.15,300,500,1200,0.67,0.33,0,40.988999999999997,0.91]
[110,0.15,300,500,1600,0.67,0.33,0,40.988999999999997,0.93]
[110,0.15,300,500,2000,0.67,0.33,0,40.988999999999997,0.94]
[110,0.15,300,600,800,0.67,0.33,0,40.988999999999997,0.88]
[110,0.15,300,600,1000,0.67,0.33,0,40.988999999999997,0.89]
[110,0.15,300,600,1200,0.67,0.33,0,40.988999999999997,0.9]
[110,0.15,300,600,1600,0.67,0.33,0,40.988999999999997,0.91]
[110,0.15,300,600,2000,0.67,0.33,0,40.988999999999997,0.93]
[110,0.15,400,300,800,0.68,0.33,0,40.988999999999997,0.94]
[110,0.15,400,300,1000,0.68,0.33,0,40.988999999999997,0.95]
[110,0.15,400,300,1200,0.68,0.33,0,40.988999999999997,0.95]
[110,0.15,400,300,1600,0.68,0.33,0,40.988999999999997,0.96]
[110,0.15,400,300,2000,0.68,0.33,0,40.988999999999997,0.96]
[110,0.15,400,400,800,0.67,0.33,0,40.988999999999997,0.92]
[110,0.15,400,400,1000,0.67,0.33,0,40.988999999999997,0.93]
[110,0.15,400,400,1200,0.67,0.33,0,40.988999999999997,0.94]
[110,0.15,400,400,1600,0.67,0.33,0,40.988999999999997,0.95]
[110,0.15,400,400,2000,0.67,0.33,0,40.988999999999997,0.95]
[110,0.15,400,500,800,0.67,0.33,0,40.988999999999997,0.91]
[110,0.15,400,500,1000,0.67,0.33,0,40.988999999999997,0.91]
[110,0.15,400,500,1200,0.67,0.33,0,40.988999999999997,0.92]
[110,0.15,400,500,1600,0.67,0.33,0,40.988999999999997,0.93]
[110,0.15,400,500,2000,0.67,0.33,0,40.988999999999997,0.94]
[110,0.15,400,600,800,0.67,0.33,0,40.988999999999997,0.89]
[110,0.15,400,600,1000,0.67,0.33,0,40.988999999999997,0.9]
[110,0.15,400,600,1200,0.67,0.33,0,40.988999999999997,0.91]
[110,0.15,400,600,1600,0.67,0.33,0,40.988999999999997,0.92]
[110,0.15,400,600,2000,0.67,0.33,0,40.988999999999997,0.93]
[110,0.15,500,300,800,0.68,0.33,0,40.988999999999997,0.95]
[110,0.15,500,300,1000,0.68,0.33,0,40.988999999999997,0.95]
[110,0.15,500,300,1200,0.68,0.33,0,40.988999999999997,0.96]
[110,0.15,500,300,1600,0.68,0.33,0,40.988999999999997,0.96]
[110,0.15,500,300,2000,0.68,0.33,0,40.988999999999997,0.97]
[110,0.15,500,400,800,0.67,0.33,0,40.988999999999997,0.93]
[110,0.15,500,400,1000,0.67,0.33,0,40.988999999999997,0.94]
[110,0.15,500,400,1200,0.67,0.33,0,40.988999999999997,0.94]
[110,0.15,500,400,1600,0.67,0.33,0,40.988999999999997,0.95]
[110,0.15,500,400,2000,0.67,0.33,0,40.988999999999997,0.96]
[110,0.15,500,500,800,0.67,0.33,0,40.988999999999997,0.91]
[110,0.15,500,500,1000,0.67,0.33,0,40.988999999999997,0.92]
[110,0.15,500,500,1200,0.67,0.33,0,40.988999999999997,0.93]
[110,0.15,500,500,1600,0.67,0.33,0,40.988999999999997,0.94]
[110,0.15,500,500,2000,0.67,0.33,0,40.988999999999997,0.94]
[110,0.15,500,600,800,0.67,0.33,0,40.988999999999997,0.9]
[110,0.15,500,600,1000,0.67,0.33,0,40.988999999999997,0.91]
[110,0.15,500,600,1200,0.67,0.33,0,40.988999999999997,0.91]
[110,0.15,500,600,1600,0.67,0.33,0,40.988999999999997,0.93]
[110,0.15,500,600,2000,0.67,0.33,0,40.988999999999997,0.93]
[110,0.15,600,300,800,0.68,0.33,0,0,0.95]
[110,0.15,600,300,1000,0.68,0.33,0,0,0.96]
[110,0.15,600,300,1200,0.68,0.33,0,0,0.96]
[110,0.15,600,300,1600,0.68,0.33,0,0,0.96]
[110,0.15,600,300,2000,0.68,0.33,0,0,0.97]
[110,0.15,600,400,800,0.67,0.33,0,0,0.94]
[110,0.15,600,400,1000,0.67,0.33,0,0,0.94]
[110,0.15,600,400,1200,0.67,0.33,0,0,0.94]
[110,0.15,600,400,1600,0.67,0.33,0,0,0.95]
[110,0.15,600,400,2000,0.67,0.33,0,0,0.96]
[110,0.15,600,500,800,0.67,0.33,0,0,0.92]
[110,0.15,600,500,1000,0.67,0.33,0,0,0.93]
[110,0.15,600,500,1200,0.67,0.33,0,0,0.93]
[110,0.15,600,500,1600,0.67,0.33,0,0,0.94]
[110,0.15,600,500,2000,0.67,0.33,0,0,0.95]
[110,0.15,600,600,800,0.67,0.33,0,0,0.91]
[110,0.15,600,600,1000,0.67,0.33,0,0,0.91]
[110,0.15,600,600,1200,0.67,0.33,0,0,0.92]
[110,0.15,600,600,1600,0.67,0.33,0,0,0.93]
[110,0.15,600,600,2000,0.67,0.33,0,0,0.94]
[110,0.18,100,300,800,0.66,0.34,0,40.988999999999997,0.91]
[110,0.18,100,300,1000,0.66,0.34,0,40.988999999999997,0.93]
[110,0.18,100,300,1200,0.66,0.34,0,40.988999999999997,0.94]
[110,0.18,100,300,1600,0.66,0.34,0,40.988999999999997,0.95]
[110,0.18,100,300,2000,0.66,0.34,0,40.988999999999997,0.96]
[110,0.18,100,400,800,0.65,0.35,0,40.988999999999997,0.89]
[110,0.18,100,400,1000,0.65,0.35,0,40.988999999999997,0.9]
[110,0.18,100,400,1200,0.65,0.35,0,40.988999999999997,0.92]
[110,0.18,100,400,1600,0.65,0.35,0,40.988999999999997,0.93]
[110,0.18,100,400,2000,0.65,0.35,0,40.988999999999997,0.94]
[110,0.18,100,500,800,0.65,0.35,0,40.988999999999997,0.87]
[110,0.18,100,500,1000,0.65,0.35,0,40.988999999999997,0.88]
[110,0.18,100,500,1200,0.65,0.35,0,40.988999999999997,0.9]
[110,0.18,100,500,1600,0.65,0.35,0,40.988999999999997,0.92]
[110,0.18,100,500,2000,0.65,0.35,0,40.988999999999997,0.93]
[110,0.18,100,600,800,0.65,0.35,0,40.988999999999997,0.85]
[110,0.18,100,600,1000,0.65,0.35,0,40.988999999999997,0.87]
[110,0.18,100,600,1200,0.65,0.35,0,40.988999999999997,0.88]
[110,0.18,100,600,1600,0.65,0.35,0,40.988999999999997,0.9]
[110,0.18,100,600,2000,0.65,0.35,0,40.988999999999997,0.92]
[110,0.18,200,300,800,0.66,0.34,0,40.988999999999997,0.93]
[110,0.18,200,300,1000,0.66,0.34,0,40.988999999999997,0.93]
[110,0.18,200,300,1200,0.66,0.34,0,40.988999999999997,0.94]
[110,0.18,200,300,1600,0.66,0.34,0,40.988999999999997,0.95]
[110,0.18,200,300,2000,0.66,0.34,0,40.988999999999997,0.96]
[110,0.18,200,400,800,0.65,0.35,0,40.988999999999997,0.9]
[110,0.18,200,400,1000,0.65,0.35,0,40.988999999999997,0.91]
[110,0.18,200,400,1200,0.65,0.35,0,40.988999999999997,0.92]
[110,0.18,200,400,1600,0.65,0.35,0,40.988999999999997,0.94]
[110,0.18,200,400,2000,0.65,0.35,0,40.988999999999997,0.95]
[110,0.18,200,500,800,0.65,0.35,0,40.988999999999997,0.88]
[110,0.18,200,500,1000,0.65,0.35,0,40.988999999999997,0.9]
[110,0.18,200,500,1200,0.65,0.35,0,40.988999999999997,0.91]
[110,0.18,200,500,1600,0.65,0.35,0,40.988999999999997,0.92]
[110,0.18,200,500,2000,0.65,0.35,0,40.988999999999997,0.93]
[110,0.18,200,600,800,0.65,0.35,0,40.988999999999997,0.87]
[110,0.18,200,600,1000,0.65,0.35,0,40.988999999999997,0.88]
[110,0.18,200,600,1200,0.65,0.35,0,40.988999999999997,0.89]
[110,0.18,200,600,1600,0.65,0.35,0,40.988999999999997,0.91]
[110,0.18,200,600,2000,0.65,0.35,0,40.988999999999997,0.92]
[110,0.18,300,300,800,0.66,0.34,0,40.988999999999997,0.93]
[110,0.18,300,300,1000,0.66,0.34,0,40.988999999999997,0.94]
[110,0.18,300,300,1200,0.66,0.34,0,40.988999999999997,0.95]
[110,0.18,300,300,1600,0.66,0.34,0,40.988999999999997,0.96]
[110,0.18,300,300,2000,0.66,0.34,0,40.988999999999997,0.96]
[110,0.18,300,400,800,0.65,0.35,0,40.988999999999997,0.91]
[110,0.18,300,400,1000,0.65,0.35,0,40.988999999999997,0.92]
[110,0.18,300,400,1200,0.65,0.35,0,40.988999999999997,0.93]
[110,0.18,300,400,1600,0.65,0.35,0,40.988999999999997,0.94]
[110,0.18,300,400,2000,0.65,0.35,0,40.988999999999997,0.95]
[110,0.18,300,500,800,0.65,0.35,0,40.988999999999997,0.9]
[110,0.18,300,500,1000,0.65,0.35,0,40.988999999999997,0.91]
[110,0.18,300,500,1200,0.65,0.35,0,40.988999999999997,0.91]
[110,0.18,300,500,1600,0.65,0.35,0,40.988999999999997,0.93]
[110,0.18,300,500,2000,0.65,0.35,0,40.988999999999997,0.94]
[110,0.18,300,600,800,0.65,0.35,0,40.988999999999997,0.88]
[110,0.18,300,600,1000,0.65,0.35,0,40.988999999999997,0.89]
[110,0.18,300,600,1200,0.65,0.35,0,40.988999999999997,0.9]
[110,0.18,300,600,1600,0.65,0.35,0,40.988999999999997,0.91]
[110,0.18,300,600,2000,0.65,0.35,0,40.988999999999997,0.93]
[110,0.18,400,300,800,0.66,0.34,0,40.988999999999997,0.94]
[110,0.18,400,300,1000,0.66,0.34,0,40.988999999999997,0.95]
[110,0.18,400,300,1200,0.66,0.34,0,40.988999999999997,0.95]
[110,0.18,400,300,1600,0.66,0.34,0,40.988999999999997,0.96]
[110,0.18,400,300,2000,0.66,0.34,0,40.988999999999997,0.96]
[110,0.18,400,400,800,0.66,0.35,0,40.988999999999997,0.92]
[110,0.18,400,400,1000,0.66,0.35,0,40.988999999999997,0.93]
[110,0.18,400,400,1200,0.66,0.35,0,40.988999999999997,0.94]
[110,0.18,400,400,1600,0.66,0.35,0,40.988999999999997,0.95]
[110,0.18,400,400,2000,0.66,0.35,0,40.988999999999997,0.95]
[110,0.18,400,500,800,0.65,0.35,0,40.988999999999997,0.91]
[110,0.18,400,500,1000,0.65,0.35,0,40.988999999999997,0.91]
[110,0.18,400,500,1200,0.65,0.35,0,40.988999999999997,0.92]
[110,0.18,400,500,1600,0.65,0.35,0,40.988999999999997,0.93]
[110,0.18,400,500,2000,0.65,0.35,0,40.988999999999997,0.94]
[110,0.18,400,600,800,0.65,0.35,0,40.988999999999997,0.89]
[110,0.18,400,600,1000,0.65,0.35,0,40.988999999999997,0.9]
[110,0.18,400,600,1200,0.65,0.35,0,40.988999999999997,0.91]
[110,0.18,400,600,1600,0.65,0.35,0,40.988999999999997,0.92]
[110,0.18,400,600,2000,0.65,0.35,0,40.988999999999997,0.93]
[110,0.18,500,300,800,0.66,0.34,0,0,0.95]
[110,0.18,500,300,1000,0.66,0.34,0,0,0.95]
[110,0.18,500,300,1200,0.66,0.34,0,0,0.96]
[110,0.18,500,300,1600,0.66,0.34,0,0,0.96]
[110,0.18,500,300,2000,0.66,0.34,0,0,0.97]
[110,0.18,500,400,800,0.66,0.35,0,0,0.93]
[110,0.18,500,400,1000,0.66,0.35,0,0,0.94]
[110,0.18,500,400,1200,0.66,0.35,0,0,0.94]
[110,0.18,500,400,1600,0.66,0.35,0,0,0.95]
[110,0.18,500,400,2000,0.66,0.35,0,0,0.95]
[110,0.18,500,500,800,0.65,0.35,0,0,0.91]
[110,0.18,500,500,1000,0.65,0.35,0,0,0.92]
[110,0.18,500,500,1200,0.65,0.35,0,0,0.93]
[110,0.18,500,500,1600,0.65,0.35,0,0,0.94]
[110,0.18,500,500,2000,0.65,0.35,0,0,0.94]
[110,0.18,500,600,800,0.65,0.35,0,0,0.9]
[110,0.18,500,600,1000,0.65,0.35,0,0,0.91]
[110,0.18,500,600,1200,0.65,0.35,0,0,0.91]
[110,0.18,500,600,1600,0.65,0.35,0,0,0.92]
[110,0.18,500,600,2000,0.65,0.35,0,0,0.93]
[110,0.18,600,300,800,0.66,0.34,0,0,0.95]
[110,0.18,600,300,1000,0.66,0.34,0,0,0.96]
[110,0.18,600,300,1200,0.66,0.34,0,0,0.96]
[110,0.18,600,300,1600,0.66,0.34,0,0,0.96]
[110,0.18,600,300,2000,0.66,0.34,0,0,0.97]
[110,0.18,600,400,800,0.66,0.35,0,0,0.94]
[110,0.18,600,400,1000,0.66,0.35,0,0,0.94]
[110,0.18,600,400,1200,0.66,0.35,0,0,0.94]
[110,0.18,600,400,1600,0.66,0.35,0,0,0.95]
[110,0.18,600,400,2000,0.66,0.35,0,0,0.96]
[110,0.18,600,500,800,0.65,0.35,0,0,0.92]
[110,0.18,600,500,1000,0.65,0.35,0,0,0.93]
[110,0.18,600,500,1200,0.65,0.35,0,0,0.93]
[110,0.18,600,500,1600,0.65,0.35,0,0,0.94]
[110,0.18,600,500,2000,0.65,0.35,0,0,0.95]
[110,0.18,600,600,800,0.65,0.35,0,0,0.91]
[110,0.18,600,600,1000,0.65,0.35,0,0,0.91]
[110,0.18,600,600,1200,0.65,0.35,0,0,0.92]
[110,0.18,600,600,1600,0.65,0.35,0,0,0.93]
[110,0.18,600,600,2000,0.65,0.35,0,0,0.94]
[110,0.2,100,300,800,0.64,0.36,0,40.988999999999997,0.91]
[110,0.2,100,300,1000,0.64,0.36,0,40.988999999999997,0.93]
[110,0.2,100,300,1200,0.64,0.36,0,40.988999999999997,0.94]
[110,0.2,100,300,1600,0.64,0.36,0,40.988999999999997,0.95]
[110,0.2,100,300,2000,0.64,0.36,0,40.988999999999997,0.96]
[110,0.2,100,400,800,0.64,0.36,0,40.988999999999997,0.89]
[110,0.2,100,400,1000,0.64,0.36,0,40.988999999999997,0.9]
[110,0.2,100,400,1200,0.64,0.36,0,40.988999999999997,0.91]
[110,0.2,100,400,1600,0.64,0.36,0,40.988999999999997,0.93]
[110,0.2,100,400,2000,0.64,0.36,0,40.988999999999997,0.94]
[110,0.2,100,500,800,0.63,0.37,0,40.988999999999997,0.87]
[110,0.2,100,500,1000,0.63,0.37,0,40.988999999999997,0.88]
[110,0.2,100,500,1200,0.63,0.37,0,40.988999999999997,0.9]
[110,0.2,100,500,1600,0.63,0.37,0,40.988999999999997,0.92]
[110,0.2,100,500,2000,0.63,0.37,0,40.988999999999997,0.93]
[110,0.2,100,600,800,0.63,0.37,0,40.988999999999997,0.85]
[110,0.2,100,600,1000,0.63,0.37,0,40.988999999999997,0.87]
[110,0.2,100,600,1200,0.63,0.37,0,40.988999999999997,0.88]
[110,0.2,100,600,1600,0.63,0.37,0,40.988999999999997,0.9]
[110,0.2,100,600,2000,0.63,0.37,0,40.988999999999997,0.92]
[110,0.2,200,300,800,0.64,0.36,0,40.988999999999997,0.93]
[110,0.2,200,300,1000,0.64,0.36,0,40.988999999999997,0.93]
[110,0.2,200,300,1200,0.64,0.36,0,40.988999999999997,0.94]
[110,0.2,200,300,1600,0.64,0.36,0,40.988999999999997,0.95]
[110,0.2,200,300,2000,0.64,0.36,0,40.988999999999997,0.96]
[110,0.2,200,400,800,0.64,0.36,0,40.988999999999997,0.9]
[110,0.2,200,400,1000,0.64,0.36,0,40.988999999999997,0.91]
[110,0.2,200,400,1200,0.64,0.36,0,40.988999999999997,0.92]
[110,0.2,200,400,1600,0.64,0.36,0,40.988999999999997,0.94]
[110,0.2,200,400,2000,0.64,0.36,0,40.988999999999997,0.95]
[110,0.2,200,500,800,0.63,0.37,0,40.988999999999997,0.88]
[110,0.2,200,500,1000,0.63,0.37,0,40.988999999999997,0.9]
[110,0.2,200,500,1200,0.63,0.37,0,40.988999999999997,0.91]
[110,0.2,200,500,1600,0.63,0.37,0,40.988999999999997,0.92]
[110,0.2,200,500,2000,0.63,0.37,0,40.988999999999997,0.93]
[110,0.2,200,600,800,0.63,0.37,0,40.988999999999997,0.87]
[110,0.2,200,600,1000,0.63,0.37,0,40.988999999999997,0.88]
[110,0.2,200,600,1200,0.63,0.37,0,40.988999999999997,0.89]
[110,0.2,200,600,1600,0.63,0.37,0,40.988999999999997,0.91]
[110,0.2,200,600,2000,0.63,0.37,0,40.988999999999997,0.92]
[110,0.2,300,300,800,0.64,0.36,0,40.988999999999997,0.93]
[110,0.2,300,300,1000,0.64,0.36,0,40.988999999999997,0.94]
[110,0.2,300,300,1200,0.64,0.36,0,40.988999999999997,0.95]
[110,0.2,300,300,1600,0.64,0.36,0,40.988999999999997,0.96]
[110,0.2,300,300,2000,0.64,0.36,0,40.988999999999997,0.96]
[110,0.2,300,400,800,0.64,0.36,0,40.988999999999997,0.91]
[110,0.2,300,400,1000,0.64,0.36,0,40.988999999999997,0.92]
[110,0.2,300,400,1200,0.64,0.36,0,40.988999999999997,0.93]
[110,0.2,300,400,1600,0.64,0.36,0,40.988999999999997,0.94]
[110,0.2,300,400,2000,0.64,0.36,0,40.988999999999997,0.95]
[110,0.2,300,500,800,0.64,0.37,0,40.988999999999997,0.9]
[110,0.2,300,500,1000,0.64,0.37,0,40.988999999999997,0.91]
[110,0.2,300,500,1200,0.64,0.37,0,40.988999999999997,0.91]
[110,0.2,300,500,1600,0.64,0.37,0,40.988999999999997,0.93]
[110,0.2,300,500,2000,0.64,0.37,0,40.988999999999997,0.94]
[110,0.2,300,600,800,0.63,0.37,0,40.988999999999997,0.88]
[110,0.2,300,600,1000,0.63,0.37,0,40.988999999999997,0.89]
[110,0.2,300,600,1200,0.63,0.37,0,40.988999999999997,0.9]
[110,0.2,300,600,1600,0.63,0.37,0,40.988999999999997,0.91]
[110,0.2,300,600,2000,0.63,0.37,0,40.988999999999997,0.93]
[110,0.2,400,300,800,0.65,0.36,0,0,0.94]
[110,0.2,400,300,1000,0.65,0.36,0,0,0.95]
[110,0.2,400,300,1200,0.65,0.36,0,0,0.95]
[110,0.2,400,300,1600,0.65,0.36,0,0,0.96]
[110,0.2,400,300,2000,0.65,0.36,0,0,0.96]
[110,0.2,400,400,800,0.64,0.36,0,0,0.92]
[110,0.2,400,400,1000,0.64,0.36,0,0,0.93]
[110,0.2,400,400,1200,0.64,0.36,0,0,0.94]
[110,0.2,400,400,1600,0.64,0.36,0,0,0.95]
[110,0.2,400,400,2000,0.64,0.36,0,0,0.95]
[110,0.2,400,500,800,0.64,0.37,0,0,0.91]
[110,0.2,400,500,1000,0.64,0.37,0,0,0.91]
[110,0.2,400,500,1200,0.64,0.37,0,0,0.92]
[110,0.2,400,500,1600,0.64,0.37,0,0,0.93]
[110,0.2,400,500,2000,0.64,0.37,0,0,0.94]
[110,0.2,400,600,800,0.63,0.37,0,0,0.89]
[110,0.2,400,600,1000,0.63,0.37,0,0,0.9]
[110,0.2,400,600,1200,0.63,0.37,0,0,0.91]
[110,0.2,400,600,1600,0.63,0.37,0,0,0.92]
[110,0.2,400,600,2000,0.63,0.37,0,0,0.93]
[110,0.2,500,300,800,0.65,0.36,0,0,0.95]
[110,0.2,500,300,1000,0.65,0.36,0,0,0.95]
[110,0.2,500,300,1200,0.65,0.36,0,0,0.96]
[110,0.2,500,300,1600,0.65,0.36,0,0,0.96]
[110,0.2,500,300,2000,0.65,0.36,0,0,0.97]
[110,0.2,500,400,800,0.64,0.36,0,0,0.93]
[110,0.2,500,400,1000,0.64,0.36,0,0,0.94]
[110,0.2,500,400,1200,0.64,0.36,0,0,0.94]
[110,0.2,500,400,1600,0.64,0.36,0,0,0.95]
[110,0.2,500,400,2000,0.64,0.36,0,0,0.95]
[110,0.2,500,500,800,0.64,0.37,0,0,0.91]
[110,0.2,500,500,1000,0.64,0.37,0,0,0.92]
[110,0.2,500,500,1200,0.64,0.37,0,0,0.93]
[110,0.2,500,500,1600,0.64,0.37,0,0,0.94]
[110,0.2,500,500,2000,0.64,0.37,0,0,0.94]
[110,0.2,500,600,800,0.63,0.37,0,0,0.9]
[110,0.2,500,600,1000,0.63,0.37,0,0,0.91]
[110,0.2,500,600,1200,0.63,0.37,0,0,0.91]
[110,0.2,500,600,1600,0.63,0.37,0,0,0.92]
[110,0.2,500,600,2000,0.63,0.37,0,0,0.93]
[110,0.2,600,300,800,0.65,0.36,0,0,0.95]
[110,0.2,600,300,1000,0.65,0.36,0,0,0.96]
[110,0.2,600,300,1200,0.65,0.36,0,0,0.96]
[110,0.2,600,300,1600,0.65,0.36,0,0,0.96]
[110,0.2,600,300,2000,0.65,0.36,0,0,0.97]
[110,0.2,600,400,800,0.64,0.36,0,0,0.94]
[110,0.2,600,400,1000,0.64,0.36,0,0,0.94]
[110,0.2,600,400,1200,0.64,0.36,0,0,0.94]
[110,0.2,600,400,1600,0.64,0.36,0,0,0.95]
[110,0.2,600,400,2000,0.64,0.36,0,0,0.96]
[110,0.2,600,500,800,0.64,0.37,0,0,0.92]
[110,0.2,600,500,1000,0.64,0.37,0,0,0.93]
[110,0.2,600,500,1200,0.64,0.37,0,0,0.93]
[110,0.2,600,500,1600,0.64,0.37,0,0,0.94]
[110,0.2,600,500,2000,0.64,0.37,0,0,0.95]
[110,0.2,600,600,800,0.63,0.37,0,0,0.91]
[110,0.2,600,600,1000,0.63,0.37,0,0,0.91]
[110,0.2,600,600,1200,0.63,0.37,0,0,0.92]
[110,0.2,600,600,1600,0.63,0.37,0,0,0.93]
[110,0.2,600,600,2000,0.63,0.37,0,0,0.94]
[100,0.02,100,300,800,0.69,0.24,7.0000000000000007E-2,0.13300000000000001,0.92]
[100,0.02,100,300,1000,0.69,0.24,7.0000000000000007E-2,0.13300000000000001,0.93]
[100,0.02,100,300,1200,0.69,0.24,7.0000000000000007E-2,0.13300000000000001,0.94]
[100,0.02,100,300,1600,0.69,0.24,7.0000000000000007E-2,0.13300000000000001,0.95]
[100,0.02,100,300,2000,0.69,0.24,7.0000000000000007E-2,0.13300000000000001,0.96]
[100,0.02,100,400,800,0.69,0.24,7.0000000000000007E-2,0.13900000000000001,0.9]
[100,0.02,100,400,1000,0.69,0.24,7.0000000000000007E-2,0.13900000000000001,0.91]
[100,0.02,100,400,1200,0.69,0.24,7.0000000000000007E-2,0.13900000000000001,0.92]
[100,0.02,100,400,1600,0.69,0.24,7.0000000000000007E-2,0.13900000000000001,0.93]
[100,0.02,100,400,2000,0.69,0.24,7.0000000000000007E-2,0.13900000000000001,0.94]
[100,0.02,100,500,800,0.69,0.24,7.0000000000000007E-2,0.14299999999999999,0.87]
[100,0.02,100,500,1000,0.69,0.24,7.0000000000000007E-2,0.14299999999999999,0.89]
[100,0.02,100,500,1200,0.69,0.24,7.0000000000000007E-2,0.14299999999999999,0.9]
[100,0.02,100,500,1600,0.69,0.24,7.0000000000000007E-2,0.14299999999999999,0.92]
[100,0.02,100,500,2000,0.69,0.24,7.0000000000000007E-2,0.14299999999999999,0.93]
[100,0.02,100,600,800,0.69,0.24,7.0000000000000007E-2,0.14499999999999999,0.85]
[100,0.02,100,600,1000,0.69,0.24,7.0000000000000007E-2,0.14499999999999999,0.87]
[100,0.02,100,600,1200,0.69,0.24,7.0000000000000007E-2,0.14499999999999999,0.88]
[100,0.02,100,600,1600,0.69,0.24,7.0000000000000007E-2,0.14499999999999999,0.9]
[100,0.02,100,600,2000,0.69,0.24,7.0000000000000007E-2,0.14499999999999999,0.92]
[100,0.02,200,300,800,0.71,0.24,0.05,0.22500000000000001,0.93]
[100,0.02,200,300,1000,0.71,0.24,0.05,0.22500000000000001,0.94]
[100,0.02,200,300,1200,0.71,0.24,0.05,0.22500000000000001,0.95]
[100,0.02,200,300,1600,0.71,0.24,0.05,0.22500000000000001,0.96]
[100,0.02,200,300,2000,0.71,0.24,0.05,0.22500000000000001,0.96]
[100,0.02,200,400,800,0.71,0.24,0.05,0.23699999999999999,0.91]
[100,0.02,200,400,1000,0.71,0.24,0.05,0.23699999999999999,0.92]
[100,0.02,200,400,1200,0.71,0.24,0.05,0.23699999999999999,0.93]
[100,0.02,200,400,1600,0.71,0.24,0.05,0.23699999999999999,0.94]
[100,0.02,200,400,2000,0.71,0.24,0.05,0.23699999999999999,0.95]
[100,0.02,200,500,800,0.71,0.24,0.05,0.24299999999999999,0.89]
[100,0.02,200,500,1000,0.71,0.24,0.05,0.24299999999999999,0.9]
[100,0.02,200,500,1200,0.71,0.24,0.05,0.24299999999999999,0.91]
[100,0.02,200,500,1600,0.71,0.24,0.05,0.24299999999999999,0.92]
[100,0.02,200,500,2000,0.71,0.24,0.05,0.24299999999999999,0.93]
[100,0.02,200,600,800,0.71,0.24,0.05,0.248,0.87]
[100,0.02,200,600,1000,0.71,0.24,0.05,0.248,0.88]
[100,0.02,200,600,1200,0.71,0.24,0.05,0.248,0.89]
[100,0.02,200,600,1600,0.71,0.24,0.05,0.248,0.91]
[100,0.02,200,600,2000,0.71,0.24,0.05,0.248,0.92]
[100,0.02,300,300,800,0.72,0.24,0.04,0.376,0.94]
[100,0.02,300,300,1000,0.72,0.24,0.04,0.376,0.95]
[100,0.02,300,300,1200,0.72,0.24,0.04,0.376,0.95]
[100,0.02,300,300,1600,0.72,0.24,0.04,0.376,0.96]
[100,0.02,300,300,2000,0.72,0.24,0.04,0.376,0.97]
[100,0.02,300,400,800,0.72,0.24,0.04,0.39,0.92]
[100,0.02,300,400,1000,0.72,0.24,0.04,0.39,0.93]
[100,0.02,300,400,1200,0.72,0.24,0.04,0.39,0.93]
[100,0.02,300,400,1600,0.72,0.24,0.04,0.39,0.94]
[100,0.02,300,400,2000,0.72,0.24,0.04,0.39,0.95]
[100,0.02,300,500,800,0.72,0.24,0.04,0.39800000000000002,0.9]
[100,0.02,300,500,1000,0.72,0.24,0.04,0.39800000000000002,0.91]
[100,0.02,300,500,1200,0.72,0.24,0.04,0.39800000000000002,0.92]
[100,0.02,300,500,1600,0.72,0.24,0.04,0.39800000000000002,0.93]
[100,0.02,300,500,2000,0.72,0.24,0.04,0.39800000000000002,0.94]
[100,0.02,300,600,800,0.72,0.24,0.04,0.40200000000000002,0.88]
[100,0.02,300,600,1000,0.72,0.24,0.04,0.40200000000000002,0.89]
[100,0.02,300,600,1200,0.72,0.24,0.04,0.40200000000000002,0.9]
[100,0.02,300,600,1600,0.72,0.24,0.04,0.40200000000000002,0.92]
[100,0.02,300,600,2000,0.72,0.24,0.04,0.40200000000000002,0.93]
[100,0.02,400,300,800,0.73,0.24,0.03,0.48199999999999998,0.95]
[100,0.02,400,300,1000,0.73,0.24,0.03,0.48199999999999998,0.95]
[100,0.02,400,300,1200,0.73,0.24,0.03,0.48199999999999998,0.96]
[100,0.02,400,300,1600,0.73,0.24,0.03,0.48199999999999998,0.96]
[100,0.02,400,300,2000,0.73,0.24,0.03,0.48199999999999998,0.97]
[100,0.02,400,400,800,0.73,0.24,0.03,0.5,0.93]
[100,0.02,400,400,1000,0.73,0.24,0.03,0.5,0.93]
[100,0.02,400,400,1200,0.73,0.24,0.03,0.5,0.94]
[100,0.02,400,400,1600,0.73,0.24,0.03,0.5,0.95]
[100,0.02,400,400,2000,0.73,0.24,0.03,0.5,0.95]
[100,0.02,400,500,800,0.73,0.24,0.03,0.51900000000000002,0.91]
[100,0.02,400,500,1000,0.73,0.24,0.03,0.51900000000000002,0.92]
[100,0.02,400,500,1200,0.73,0.24,0.03,0.51900000000000002,0.92]
[100,0.02,400,500,1600,0.73,0.24,0.03,0.51900000000000002,0.93]
[100,0.02,400,500,2000,0.73,0.24,0.03,0.51900000000000002,0.94]
[100,0.02,400,600,800,0.73,0.24,0.03,0.56100000000000005,0.89]
[100,0.02,400,600,1000,0.73,0.24,0.03,0.56100000000000005,0.9]
[100,0.02,400,600,1200,0.73,0.24,0.03,0.56100000000000005,0.91]
[100,0.02,400,600,1600,0.73,0.24,0.03,0.56100000000000005,0.92]
[100,0.02,400,600,2000,0.73,0.24,0.03,0.56100000000000005,0.93]
[100,0.02,500,300,800,0.73,0.24,0.03,0.70699999999999996,0.95]
[100,0.02,500,300,1000,0.73,0.24,0.03,0.70699999999999996,0.96]
[100,0.02,500,300,1200,0.73,0.24,0.03,0.70699999999999996,0.96]
[100,0.02,500,300,1600,0.73,0.24,0.03,0.70699999999999996,0.97]
[100,0.02,500,300,2000,0.73,0.24,0.03,0.70699999999999996,0.97]
[100,0.02,500,400,800,0.73,0.24,0.03,0.73199999999999998,0.93]
[100,0.02,500,400,1000,0.73,0.24,0.03,0.73199999999999998,0.94]
[100,0.02,500,400,1200,0.73,0.24,0.03,0.73199999999999998,0.94]
[100,0.02,500,400,1600,0.73,0.24,0.03,0.73199999999999998,0.95]
[100,0.02,500,400,2000,0.73,0.24,0.03,0.73199999999999998,0.96]
[100,0.02,500,500,800,0.73,0.24,0.03,0.75900000000000001,0.92]
[100,0.02,500,500,1000,0.73,0.24,0.03,0.75900000000000001,0.92]
[100,0.02,500,500,1200,0.73,0.24,0.03,0.75900000000000001,0.93]
[100,0.02,500,500,1600,0.73,0.24,0.03,0.75900000000000001,0.94]
[100,0.02,500,500,2000,0.73,0.24,0.03,0.75900000000000001,0.95]
[100,0.02,500,600,800,0.73,0.24,0.03,0.75900000000000001,0.9]
[100,0.02,500,600,1000,0.73,0.24,0.03,0.75900000000000001,0.91]
[100,0.02,500,600,1200,0.73,0.24,0.03,0.75900000000000001,0.92]
[100,0.02,500,600,1600,0.73,0.24,0.03,0.75900000000000001,0.93]
[100,0.02,500,600,2000,0.73,0.24,0.03,0.75900000000000001,0.93]
[100,0.02,600,300,800,0.74,0.24,0.02,0.91100000000000003,0.96]
[100,0.02,600,300,1000,0.74,0.24,0.02,0.91100000000000003,0.96]
[100,0.02,600,300,1200,0.74,0.24,0.02,0.91100000000000003,0.96]
[100,0.02,600,300,1600,0.74,0.24,0.02,0.91100000000000003,0.97]
[100,0.02,600,300,2000,0.74,0.24,0.02,0.91100000000000003,0.97]
[100,0.02,600,400,800,0.74,0.24,0.02,0.91100000000000003,0.94]
[100,0.02,600,400,1000,0.74,0.24,0.02,0.91100000000000003,0.94]
[100,0.02,600,400,1200,0.74,0.24,0.02,0.91100000000000003,0.95]
[100,0.02,600,400,1600,0.74,0.24,0.02,0.91100000000000003,0.95]
[100,0.02,600,400,2000,0.74,0.24,0.02,0.91100000000000003,0.96]
[100,0.02,600,500,800,0.74,0.24,0.02,0.93200000000000005,0.92]
[100,0.02,600,500,1000,0.74,0.24,0.02,0.93200000000000005,0.93]
[100,0.02,600,500,1200,0.74,0.24,0.02,0.93200000000000005,0.93]
[100,0.02,600,500,1600,0.74,0.24,0.02,0.93200000000000005,0.94]
[100,0.02,600,500,2000,0.74,0.24,0.02,0.93200000000000005,0.95]
[100,0.02,600,600,800,0.74,0.24,0.02,0.95299999999999996,0.91]
[100,0.02,600,600,1000,0.74,0.24,0.02,0.95299999999999996,0.91]
[100,0.02,600,600,1200,0.74,0.24,0.02,0.95299999999999996,0.92]
[100,0.02,600,600,1600,0.74,0.24,0.02,0.95299999999999996,0.93]
[100,0.02,600,600,2000,0.74,0.24,0.02,0.95299999999999996,0.94]
[100,0.05,100,300,800,0.72,0.26,0.02,0.89100000000000001,0.92]
[100,0.05,100,300,1000,0.72,0.26,0.02,0.89100000000000001,0.93]
[100,0.05,100,300,1200,0.72,0.26,0.02,0.89100000000000001,0.94]
[100,0.05,100,300,1600,0.72,0.26,0.02,0.89100000000000001,0.95]
[100,0.05,100,300,2000,0.72,0.26,0.02,0.89100000000000001,0.96]
[100,0.05,100,400,800,0.72,0.26,0.02,0.93200000000000005,0.89]
[100,0.05,100,400,1000,0.72,0.26,0.02,0.93200000000000005,0.91]
[100,0.05,100,400,1200,0.72,0.26,0.02,0.93200000000000005,0.92]
[100,0.05,100,400,1600,0.72,0.26,0.02,0.93200000000000005,0.93]
[100,0.05,100,400,2000,0.72,0.26,0.02,0.93200000000000005,0.94]
[100,0.05,100,500,800,0.72,0.26,0.02,0.95299999999999996,0.87]
[100,0.05,100,500,1000,0.72,0.26,0.02,0.95299999999999996,0.89]
[100,0.05,100,500,1200,0.72,0.26,0.02,0.95299999999999996,0.9]
[100,0.05,100,500,1600,0.72,0.26,0.02,0.95299999999999996,0.92]
[100,0.05,100,500,2000,0.72,0.26,0.02,0.95299999999999996,0.93]
[100,0.05,100,600,800,0.72,0.26,0.02,0.97599999999999998,0.85]
[100,0.05,100,600,1000,0.72,0.26,0.02,0.97599999999999998,0.87]
[100,0.05,100,600,1200,0.72,0.26,0.02,0.97599999999999998,0.88]
[100,0.05,100,600,1600,0.72,0.26,0.02,0.97599999999999998,0.9]
[100,0.05,100,600,2000,0.72,0.26,0.02,0.97599999999999998,0.92]
[100,0.05,200,300,800,0.73,0.26,0.01,2.0489999999999999,0.93]
[100,0.05,200,300,1000,0.73,0.26,0.01,2.0489999999999999,0.94]
[100,0.05,200,300,1200,0.73,0.26,0.01,2.0489999999999999,0.94]
[100,0.05,200,300,1600,0.73,0.26,0.01,2.0489999999999999,0.95]
[100,0.05,200,300,2000,0.73,0.26,0.01,2.0489999999999999,0.96]
[100,0.05,200,400,800,0.73,0.26,0.01,2.157,0.91]
[100,0.05,200,400,1000,0.73,0.26,0.01,2.157,0.92]
[100,0.05,200,400,1200,0.73,0.26,0.01,2.157,0.93]
[100,0.05,200,400,1600,0.73,0.26,0.01,2.157,0.94]
[100,0.05,200,400,2000,0.73,0.26,0.01,2.157,0.95]
[100,0.05,200,500,800,0.73,0.26,0.01,2.157,0.89]
[100,0.05,200,500,1000,0.73,0.26,0.01,2.157,0.9]
[100,0.05,200,500,1200,0.73,0.26,0.01,2.157,0.91]
[100,0.05,200,500,1600,0.73,0.26,0.01,2.157,0.92]
[100,0.05,200,500,2000,0.73,0.26,0.01,2.157,0.93]
[100,0.05,200,600,800,0.73,0.26,0.01,2.2770000000000001,0.87]
[100,0.05,200,600,1000,0.73,0.26,0.01,2.2770000000000001,0.88]
[100,0.05,200,600,1200,0.73,0.26,0.01,2.2770000000000001,0.89]
[100,0.05,200,600,1600,0.73,0.26,0.01,2.2770000000000001,0.91]
[100,0.05,200,600,2000,0.73,0.26,0.01,2.2770000000000001,0.92]
[100,0.05,300,300,800,0.73,0.26,0.01,3.726,0.94]
[100,0.05,300,300,1000,0.73,0.26,0.01,3.726,0.94]
[100,0.05,300,300,1200,0.73,0.26,0.01,3.726,0.95]
[100,0.05,300,300,1600,0.73,0.26,0.01,3.726,0.96]
[100,0.05,300,300,2000,0.73,0.26,0.01,3.726,0.96]
[100,0.05,300,400,800,0.73,0.26,0.01,3.726,0.92]
[100,0.05,300,400,1000,0.73,0.26,0.01,3.726,0.92]
[100,0.05,300,400,1200,0.73,0.26,0.01,3.726,0.93]
[100,0.05,300,400,1600,0.73,0.26,0.01,3.726,0.94]
[100,0.05,300,400,2000,0.73,0.26,0.01,3.726,0.95]
[100,0.05,300,500,800,0.73,0.26,0.01,4.0990000000000002,0.9]
[100,0.05,300,500,1000,0.73,0.26,0.01,4.0990000000000002,0.91]
[100,0.05,300,500,1200,0.73,0.26,0.01,4.0990000000000002,0.92]
[100,0.05,300,500,1600,0.73,0.26,0.01,4.0990000000000002,0.93]
[100,0.05,300,500,2000,0.73,0.26,0.01,4.0990000000000002,0.94]
[100,0.05,300,600,800,0.73,0.26,0.01,4.5540000000000003,0.88]
[100,0.05,300,600,1000,0.73,0.26,0.01,4.5540000000000003,0.89]
[100,0.05,300,600,1200,0.73,0.26,0.01,4.5540000000000003,0.9]
[100,0.05,300,600,1600,0.73,0.26,0.01,4.5540000000000003,0.92]
[100,0.05,300,600,2000,0.73,0.26,0.01,4.5540000000000003,0.93]
[100,0.05,400,300,800,0.73,0.26,0.01,5.1239999999999997,0.94]
[100,0.05,400,300,1000,0.73,0.26,0.01,5.1239999999999997,0.95]
[100,0.05,400,300,1200,0.73,0.26,0.01,5.1239999999999997,0.95]
[100,0.05,400,300,1600,0.73,0.26,0.01,5.1239999999999997,0.96]
[100,0.05,400,300,2000,0.73,0.26,0.01,5.1239999999999997,0.97]
[100,0.05,400,400,800,0.73,0.26,0.01,5.8559999999999999,0.92]
[100,0.05,400,400,1000,0.73,0.26,0.01,5.8559999999999999,0.93]
[100,0.05,400,400,1200,0.73,0.26,0.01,5.8559999999999999,0.94]
[100,0.05,400,400,1600,0.73,0.26,0.01,5.8559999999999999,0.95]
[100,0.05,400,400,2000,0.73,0.26,0.01,5.8559999999999999,0.95]
[100,0.05,400,500,800,0.73,0.26,0.01,5.8559999999999999,0.91]
[100,0.05,400,500,1000,0.73,0.26,0.01,5.8559999999999999,0.92]
[100,0.05,400,500,1200,0.73,0.26,0.01,5.8559999999999999,0.92]
[100,0.05,400,500,1600,0.73,0.26,0.01,5.8559999999999999,0.93]
[100,0.05,400,500,2000,0.73,0.26,0.01,5.8559999999999999,0.94]
[100,0.05,400,600,800,0.73,0.26,0.01,5.8559999999999999,0.89]
[100,0.05,400,600,1000,0.73,0.26,0.01,5.8559999999999999,0.9]
[100,0.05,400,600,1200,0.73,0.26,0.01,5.8559999999999999,0.91]
[100,0.05,400,600,1600,0.73,0.26,0.01,5.8559999999999999,0.92]
[100,0.05,400,600,2000,0.73,0.26,0.01,5.8559999999999999,0.93]
[100,0.05,500,300,800,0.73,0.26,0.01,6.8310000000000004,0.95]
[100,0.05,500,300,1000,0.73,0.26,0.01,6.8310000000000004,0.95]
[100,0.05,500,300,1200,0.73,0.26,0.01,6.8310000000000004,0.96]
[100,0.05,500,300,1600,0.73,0.26,0.01,6.8310000000000004,0.96]
[100,0.05,500,300,2000,0.73,0.26,0.01,6.8310000000000004,0.97]
[100,0.05,500,400,800,0.73,0.26,0.01,8.1980000000000004,0.93]
[100,0.05,500,400,1000,0.73,0.26,0.01,8.1980000000000004,0.94]
[100,0.05,500,400,1200,0.73,0.26,0.01,8.1980000000000004,0.94]
[100,0.05,500,400,1600,0.73,0.26,0.01,8.1980000000000004,0.95]
[100,0.05,500,400,2000,0.73,0.26,0.01,8.1980000000000004,0.96]
[100,0.05,500,500,800,0.73,0.26,0.01,8.1980000000000004,0.92]
[100,0.05,500,500,1000,0.73,0.26,0.01,8.1980000000000004,0.92]
[100,0.05,500,500,1200,0.73,0.26,0.01,8.1980000000000004,0.93]
[100,0.05,500,500,1600,0.73,0.26,0.01,8.1980000000000004,0.94]
[100,0.05,500,500,2000,0.73,0.26,0.01,8.1980000000000004,0.94]
[100,0.05,500,600,800,0.73,0.26,0.01,8.1980000000000004,0.9]
[100,0.05,500,600,1000,0.73,0.26,0.01,8.1980000000000004,0.91]
[100,0.05,500,600,1200,0.73,0.26,0.01,8.1980000000000004,0.91]
[100,0.05,500,600,1600,0.73,0.26,0.01,8.1980000000000004,0.93]
[100,0.05,500,600,2000,0.73,0.26,0.01,8.1980000000000004,0.93]
[100,0.05,600,300,800,0.74,0.26,0.01,8.1980000000000004,0.95]
[100,0.05,600,300,1000,0.74,0.26,0.01,8.1980000000000004,0.96]
[100,0.05,600,300,1200,0.74,0.26,0.01,8.1980000000000004,0.96]
[100,0.05,600,300,1600,0.74,0.26,0.01,8.1980000000000004,0.97]
[100,0.05,600,300,2000,0.74,0.26,0.01,8.1980000000000004,0.97]
[100,0.05,600,400,800,0.73,0.26,0.01,10.247,0.94]
[100,0.05,600,400,1000,0.73,0.26,0.01,10.247,0.94]
[100,0.05,600,400,1200,0.73,0.26,0.01,10.247,0.95]
[100,0.05,600,400,1600,0.73,0.26,0.01,10.247,0.95]
[100,0.05,600,400,2000,0.73,0.26,0.01,10.247,0.96]
[100,0.05,600,500,800,0.73,0.26,0.01,10.247,0.92]
[100,0.05,600,500,1000,0.73,0.26,0.01,10.247,0.93]
[100,0.05,600,500,1200,0.73,0.26,0.01,10.247,0.93]
[100,0.05,600,500,1600,0.73,0.26,0.01,10.247,0.94]
[100,0.05,600,500,2000,0.73,0.26,0.01,10.247,0.95]
[100,0.05,600,600,800,0.73,0.26,0.01,10.247,0.91]
[100,0.05,600,600,1000,0.73,0.26,0.01,10.247,0.91]
[100,0.05,600,600,1200,0.73,0.26,0.01,10.247,0.92]
[100,0.05,600,600,1600,0.73,0.26,0.01,10.247,0.93]
[100,0.05,600,600,2000,0.73,0.26,0.01,10.247,0.94]
[100,7.0000000000000007E-2,100,300,800,0.71,0.28000000000000003,0.01,2.2770000000000001,0.92]
[100,7.0000000000000007E-2,100,300,1000,0.71,0.28000000000000003,0.01,2.2770000000000001,0.93]
[100,7.0000000000000007E-2,100,300,1200,0.71,0.28000000000000003,0.01,2.2770000000000001,0.94]
[100,7.0000000000000007E-2,100,300,1600,0.71,0.28000000000000003,0.01,2.2770000000000001,0.95]
[100,7.0000000000000007E-2,100,300,2000,0.71,0.28000000000000003,0.01,2.2770000000000001,0.96]
[100,7.0000000000000007E-2,100,400,800,0.71,0.28000000000000003,0.01,2.411,0.89]
[100,7.0000000000000007E-2,100,400,1000,0.71,0.28000000000000003,0.01,2.411,0.91]
[100,7.0000000000000007E-2,100,400,1200,0.71,0.28000000000000003,0.01,2.411,0.92]
[100,7.0000000000000007E-2,100,400,1600,0.71,0.28000000000000003,0.01,2.411,0.93]
[100,7.0000000000000007E-2,100,400,2000,0.71,0.28000000000000003,0.01,2.411,0.94]
[100,7.0000000000000007E-2,100,500,800,0.71,0.28000000000000003,0.01,2.5619999999999998,0.87]
[100,7.0000000000000007E-2,100,500,1000,0.71,0.28000000000000003,0.01,2.5619999999999998,0.89]
[100,7.0000000000000007E-2,100,500,1200,0.71,0.28000000000000003,0.01,2.5619999999999998,0.9]
[100,7.0000000000000007E-2,100,500,1600,0.71,0.28000000000000003,0.01,2.5619999999999998,0.92]
[100,7.0000000000000007E-2,100,500,2000,0.71,0.28000000000000003,0.01,2.5619999999999998,0.93]
[100,7.0000000000000007E-2,100,600,800,0.71,0.28000000000000003,0.01,2.7330000000000001,0.85]
[100,7.0000000000000007E-2,100,600,1000,0.71,0.28000000000000003,0.01,2.7330000000000001,0.87]
[100,7.0000000000000007E-2,100,600,1200,0.71,0.28000000000000003,0.01,2.7330000000000001,0.88]
[100,7.0000000000000007E-2,100,600,1600,0.71,0.28000000000000003,0.01,2.7330000000000001,0.9]
[100,7.0000000000000007E-2,100,600,2000,0.71,0.28000000000000003,0.01,2.7330000000000001,0.92]
[100,7.0000000000000007E-2,200,300,800,0.72,0.28000000000000003,0.01,6.8310000000000004,0.93]
[100,7.0000000000000007E-2,200,300,1000,0.72,0.28000000000000003,0.01,6.8310000000000004,0.94]
[100,7.0000000000000007E-2,200,300,1200,0.72,0.28000000000000003,0.01,6.8310000000000004,0.94]
[100,7.0000000000000007E-2,200,300,1600,0.72,0.28000000000000003,0.01,6.8310000000000004,0.95]
[100,7.0000000000000007E-2,200,300,2000,0.72,0.28000000000000003,0.01,6.8310000000000004,0.96]
[100,7.0000000000000007E-2,200,400,800,0.72,0.28000000000000003,0.01,6.8310000000000004,0.91]
[100,7.0000000000000007E-2,200,400,1000,0.72,0.28000000000000003,0.01,6.8310000000000004,0.92]
[100,7.0000000000000007E-2,200,400,1200,0.72,0.28000000000000003,0.01,6.8310000000000004,0.92]
[100,7.0000000000000007E-2,200,400,1600,0.72,0.28000000000000003,0.01,6.8310000000000004,0.94]
[100,7.0000000000000007E-2,200,400,2000,0.72,0.28000000000000003,0.01,6.8310000000000004,0.95]
[100,7.0000000000000007E-2,200,500,800,0.71,0.28000000000000003,0.01,6.8310000000000004,0.89]
[100,7.0000000000000007E-2,200,500,1000,0.71,0.28000000000000003,0.01,6.8310000000000004,0.9]
[100,7.0000000000000007E-2,200,500,1200,0.71,0.28000000000000003,0.01,6.8310000000000004,0.91]
[100,7.0000000000000007E-2,200,500,1600,0.71,0.28000000000000003,0.01,6.8310000000000004,0.92]
[100,7.0000000000000007E-2,200,500,2000,0.71,0.28000000000000003,0.01,6.8310000000000004,0.93]
[100,7.0000000000000007E-2,200,600,800,0.71,0.28000000000000003,0.01,6.8310000000000004,0.87]
[100,7.0000000000000007E-2,200,600,1000,0.71,0.28000000000000003,0.01,6.8310000000000004,0.88]
[100,7.0000000000000007E-2,200,600,1200,0.71,0.28000000000000003,0.01,6.8310000000000004,0.89]
[100,7.0000000000000007E-2,200,600,1600,0.71,0.28000000000000003,0.01,6.8310000000000004,0.91]
[100,7.0000000000000007E-2,200,600,2000,0.71,0.28000000000000003,0.01,6.8310000000000004,0.92]
[100,7.0000000000000007E-2,300,300,800,0.72,0.28000000000000003,0.01,8.1980000000000004,0.94]
[100,7.0000000000000007E-2,300,300,1000,0.72,0.28000000000000003,0.01,8.1980000000000004,0.94]
[100,7.0000000000000007E-2,300,300,1200,0.72,0.28000000000000003,0.01,8.1980000000000004,0.95]
[100,7.0000000000000007E-2,300,300,1600,0.72,0.28000000000000003,0.01,8.1980000000000004,0.96]
[100,7.0000000000000007E-2,300,300,2000,0.72,0.28000000000000003,0.01,8.1980000000000004,0.96]
[100,7.0000000000000007E-2,300,400,800,0.72,0.28000000000000003,0.01,10.247,0.92]
[100,7.0000000000000007E-2,300,400,1000,0.72,0.28000000000000003,0.01,10.247,0.92]
[100,7.0000000000000007E-2,300,400,1200,0.72,0.28000000000000003,0.01,10.247,0.93]
[100,7.0000000000000007E-2,300,400,1600,0.72,0.28000000000000003,0.01,10.247,0.94]
[100,7.0000000000000007E-2,300,400,2000,0.72,0.28000000000000003,0.01,10.247,0.95]
[100,7.0000000000000007E-2,300,500,800,0.72,0.28000000000000003,0.01,10.247,0.9]
[100,7.0000000000000007E-2,300,500,1000,0.72,0.28000000000000003,0.01,10.247,0.91]
[100,7.0000000000000007E-2,300,500,1200,0.72,0.28000000000000003,0.01,10.247,0.92]
[100,7.0000000000000007E-2,300,500,1600,0.72,0.28000000000000003,0.01,10.247,0.93]
[100,7.0000000000000007E-2,300,500,2000,0.72,0.28000000000000003,0.01,10.247,0.94]
[100,7.0000000000000007E-2,300,600,800,0.72,0.28000000000000003,0,13.663,0.88]
[100,7.0000000000000007E-2,300,600,1000,0.72,0.28000000000000003,0,13.663,0.89]
[100,7.0000000000000007E-2,300,600,1200,0.72,0.28000000000000003,0,13.663,0.9]
[100,7.0000000000000007E-2,300,600,1600,0.72,0.28000000000000003,0,13.663,0.92]
[100,7.0000000000000007E-2,300,600,2000,0.72,0.28000000000000003,0,13.663,0.93]
[100,7.0000000000000007E-2,400,300,800,0.72,0.28000000000000003,0,20.494,0.94]
[100,7.0000000000000007E-2,400,300,1000,0.72,0.28000000000000003,0,20.494,0.95]
[100,7.0000000000000007E-2,400,300,1200,0.72,0.28000000000000003,0,20.494,0.95]
[100,7.0000000000000007E-2,400,300,1600,0.72,0.28000000000000003,0,20.494,0.96]
[100,7.0000000000000007E-2,400,300,2000,0.72,0.28000000000000003,0,20.494,0.97]
[100,7.0000000000000007E-2,400,400,800,0.72,0.28000000000000003,0,20.494,0.92]
[100,7.0000000000000007E-2,400,400,1000,0.72,0.28000000000000003,0,20.494,0.93]
[100,7.0000000000000007E-2,400,400,1200,0.72,0.28000000000000003,0,20.494,0.94]
[100,7.0000000000000007E-2,400,400,1600,0.72,0.28000000000000003,0,20.494,0.95]
[100,7.0000000000000007E-2,400,400,2000,0.72,0.28000000000000003,0,20.494,0.95]
[100,7.0000000000000007E-2,400,500,800,0.72,0.28000000000000003,0,20.494,0.91]
[100,7.0000000000000007E-2,400,500,1000,0.72,0.28000000000000003,0,20.494,0.91]
[100,7.0000000000000007E-2,400,500,1200,0.72,0.28000000000000003,0,20.494,0.92]
[100,7.0000000000000007E-2,400,500,1600,0.72,0.28000000000000003,0,20.494,0.93]
[100,7.0000000000000007E-2,400,500,2000,0.72,0.28000000000000003,0,20.494,0.94]
[100,7.0000000000000007E-2,400,600,800,0.72,0.28000000000000003,0,20.494,0.89]
[100,7.0000000000000007E-2,400,600,1000,0.72,0.28000000000000003,0,20.494,0.9]
[100,7.0000000000000007E-2,400,600,1200,0.72,0.28000000000000003,0,20.494,0.91]
[100,7.0000000000000007E-2,400,600,1600,0.72,0.28000000000000003,0,20.494,0.92]
[100,7.0000000000000007E-2,500,400,800,0.72,0.28000000000000003,0,20.494,0.93]
[100,7.0000000000000007E-2,500,500,2000,0.72,0.28000000000000003,0,20.494,0.94]
[100,7.0000000000000007E-2,500,600,2000,0.72,0.28000000000000003,0,20.494,0.93]
[100,7.0000000000000007E-2,600,500,1600,0.72,0.28000000000000003,0,20.494,0.94]
[100,0.1,100,300,2000,0.7,0.28999999999999998,0.01,6.8310000000000004,0.96]
[100,0.1,100,400,2000,0.7,0.3,0.01,6.8310000000000004,0.94]
[100,0.1,100,600,1200,0.7,0.3,0.01,6.8310000000000004,0.88]
[100,0.1,200,500,2000,0.7,0.3,0,13.663,0.93]
[100,0.1,300,400,800,0.7,0.3,0,20.494,0.91]
[100,0.1,300,500,800,0.7,0.3,0,20.494,0.9]
[100,0.1,400,300,2000,0.71,0.28999999999999998,0,20.494,0.96]
[100,0.1,400,400,800,0.7,0.3,0,20.494,0.92]
[100,0.1,500,300,1600,0.71,0.28999999999999998,0,40.988999999999997,0.96]
[100,0.1,500,300,2000,0.71,0.28999999999999998,0,40.988999999999997,0.97]
[100,0.1,500,600,800,0.7,0.3,0,40.988999999999997,0.9]
[100,0.1,600,400,1200,0.7,0.3,0,40.988999999999997,0.95]
[100,0.15,100,300,800,0.67,0.33,0,13.663,0.92]
[100,0.15,100,400,800,0.67,0.33,0,20.494,0.89]
[100,0.15,200,300,800,0.67,0.33,0,40.988999999999997,0.93]
[100,0.15,200,500,800,0.67,0.33,0,40.988999999999997,0.88]
[100,0.15,200,600,800,0.67,0.33,0,40.988999999999997,0.87]
[100,0.15,300,400,1600,0.67,0.33,0,40.988999999999997,0.94]
[100,0.15,400,300,800,0.68,0.33,0,40.988999999999997,0.94]
[100,0.15,400,400,800,0.67,0.33,0,40.988999999999997,0.92]
[100,0.15,400,500,1200,0.67,0.33,0,40.988999999999997,0.92]
[100,0.15,500,300,800,0.68,0.33,0,40.988999999999997,0.95]
[100,0.15,500,600,800,0.67,0.33,0,40.988999999999997,0.9]
[100,0.15,600,400,800,0.67,0.33,0,0,0.94]
[100,0.15,600,500,800,0.67,0.33,0,0,0.92]
[100,0.18,100,300,1000,0.66,0.34,0,40.988999999999997,0.93]
[100,0.18,100,400,2000,0.65,0.35,0,40.988999999999997,0.94]
[100,0.18,200,300,800,0.66,0.34,0,40.988999999999997,0.93]
[100,0.18,200,500,1000,0.65,0.35,0,40.988999999999997,0.9]
[100,0.18,300,300,1200,0.66,0.34,0,40.988999999999997,0.95]
[100,0.18,300,500,800,0.65,0.35,0,40.988999999999997,0.9]
[100,0.18,400,300,1000,0.66,0.34,0,40.988999999999997,0.95]
[100,0.18,400,600,800,0.65,0.35,0,40.988999999999997,0.89]
[100,0.18,400,600,1000,0.65,0.35,0,40.988999999999997,0.9]
[100,0.18,500,500,1000,0.65,0.35,0,0,0.92]
[100,0.18,500,600,2000,0.65,0.35,0,0,0.93]
[100,0.18,600,400,1000,0.66,0.35,0,0,0.94]
[100,0.2,100,300,1000,0.64,0.36,0,40.988999999999997,0.93]
[100,0.2,100,400,1200,0.64,0.36,0,40.988999999999997,0.91]
[100,0.2,100,600,1000,0.63,0.37,0,40.988999999999997,0.87]
[100,0.2,200,500,1000,0.63,0.37,0,40.988999999999997,0.9]
[100,0.2,300,300,800,0.64,0.36,0,40.988999999999997,0.93]
[100,0.2,300,400,1000,0.64,0.36,0,40.988999999999997,0.92]
[100,0.2,400,300,1000,0.65,0.36,0,0,0.95]
[100,0.2,400,300,2000,0.65,0.36,0,0,0.96]
[100,0.2,400,600,1000,0.63,0.37,0,0,0.9]
[100,0.2,500,400,1200,0.64,0.36,0,0,0.94]
[100,0.2,500,600,1200,0.63,0.37,0,0,0.91]
[100,0.2,600,400,1000,0.64,0.36,0,0,0.94]
[100,0.2,600,600,1200,0.63,0.37,0,0,0.92]
[90,0.02,100,300,1000,0.69,0.24,7.0000000000000007E-2,0.13300000000000001,0.93]
[90,0.02,100,500,1200,0.69,0.24,7.0000000000000007E-2,0.14299999999999999,0.9]
[90,0.02,200,400,1200,0.71,0.24,0.05,0.23699999999999999,0.93]
[90,0.02,200,500,2000,0.71,0.24,0.05,0.24299999999999999,0.93]
[90,0.02,300,300,1200,0.72,0.24,0.04,0.376,0.95]
[90,0.02,300,600,1200,0.72,0.24,0.04,0.40200000000000002,0.9]
[90,0.02,400,400,1200,0.73,0.24,0.03,0.5,0.94]
[90,0.02,400,500,1200,0.73,0.24,0.03,0.51900000000000002,0.92]
[90,0.02,500,400,1200,0.73,0.24,0.03,0.73199999999999998,0.94]
[90,0.02,500,600,800,0.73,0.24,0.03,0.75900000000000001,0.9]
[90,0.02,600,300,1200,0.74,0.24,0.02,0.91100000000000003,0.96]
[90,0.02,600,400,1200,0.74,0.24,0.02,0.91100000000000003,0.95]
[90,0.02,600,600,2000,0.74,0.24,0.02,0.95299999999999996,0.94]
[90,0.05,100,500,1200,0.72,0.26,0.02,0.95299999999999996,0.9]
[90,0.05,100,600,1200,0.72,0.26,0.02,0.97599999999999998,0.88]
[90,0.05,200,500,1200,0.73,0.26,0.01,2.157,0.91]
[90,0.05,300,300,1200,0.73,0.26,0.01,3.726,0.95]
[90,0.05,300,500,1600,0.73,0.26,0.01,4.0990000000000002,0.93]
[90,0.05,300,600,1000,0.73,0.26,0.01,4.5540000000000003,0.89]
[90,0.05,400,500,1200,0.73,0.26,0.01,5.8559999999999999,0.92]
[90,0.05,500,300,1600,0.73,0.26,0.01,6.8310000000000004,0.96]
[90,0.05,500,400,2000,0.73,0.26,0.01,8.1980000000000004,0.96]
[90,0.05,500,600,1600,0.73,0.26,0.01,8.1980000000000004,0.93]
[90,0.05,600,300,1600,0.74,0.26,0.01,8.1980000000000004,0.97]
[90,0.05,600,500,1600,0.73,0.26,0.01,10.247,0.94]
[90,7.0000000000000007E-2,100,400,1600,0.71,0.28000000000000003,0.01,2.411,0.93]
[90,7.0000000000000007E-2,100,500,1600,0.71,0.28000000000000003,0.01,2.5619999999999998,0.92]
[90,7.0000000000000007E-2,200,400,1000,0.72,0.28000000000000003,0.01,6.8310000000000004,0.92]
[90,7.0000000000000007E-2,200,600,1600,0.71,0.28000000000000003,0.01,6.8310000000000004,0.91]
[90,7.0000000000000007E-2,300,300,1600,0.72,0.28000000000000003,0.01,8.1980000000000004,0.96]
[90,7.0000000000000007E-2,300,500,2000,0.72,0.28000000000000003,0.01,10.247,0.94]
[90,7.0000000000000007E-2,400,400,1600,0.72,0.28000000000000003,0,20.494,0.95]
[90,7.0000000000000007E-2,400,500,1600,0.72,0.28000000000000003,0,20.494,0.93]
[90,7.0000000000000007E-2,500,300,2000,0.72,0.28000000000000003,0,20.494,0.97]
[90,7.0000000000000007E-2,500,500,1000,0.72,0.28000000000000003,0,20.494,0.92]
[90,7.0000000000000007E-2,600,300,1600,0.72,0.28000000000000003,0,20.494,0.97]
[90,7.0000000000000007E-2,600,500,2000,0.72,0.28000000000000003,0,20.494,0.95]
[90,0.1,100,300,2000,0.7,0.28999999999999998,0.01,6.8310000000000004,0.96]
[90,0.1,100,400,2000,0.7,0.3,0.01,6.8310000000000004,0.94]
[90,0.1,200,300,2000,0.7,0.28999999999999998,0,10.247,0.96]
[90,0.1,200,400,1600,0.7,0.3,0,13.663,0.94]
[90,0.1,200,600,2000,0.7,0.3,0,13.663,0.92]
[90,0.1,300,500,2000,0.7,0.3,0,20.494,0.94]
[90,0.1,400,400,800,0.7,0.3,0,20.494,0.92]
[90,0.1,400,400,2000,0.7,0.3,0,20.494,0.95]
[90,0.1,500,300,2000,0.71,0.28999999999999998,0,40.988999999999997,0.97]
[90,0.1,500,400,2000,0.7,0.3,0,40.988999999999997,0.96]
[90,0.1,500,600,2000,0.7,0.3,0,40.988999999999997,0.93]
[90,0.1,600,500,2000,0.7,0.3,0,40.988999999999997,0.95]
[90,0.15,100,300,1200,0.67,0.33,0,13.663,0.94]
[90,0.15,100,400,2000,0.67,0.33,0,20.494,0.94]
[90,0.15,200,300,800,0.67,0.33,0,40.988999999999997,0.93]
[90,0.15,200,400,1000,0.67,0.33,0,40.988999999999997,0.91]
[90,0.15,200,600,2000,0.67,0.33,0,40.988999999999997,0.92]
[90,0.15,300,500,800,0.67,0.33,0,40.988999999999997,0.9]
[90,0.15,300,600,2000,0.67,0.33,0,40.988999999999997,0.93]
[90,0.15,400,400,800,0.67,0.33,0,40.988999999999997,0.92]
[90,0.15,500,300,800,0.68,0.33,0,40.988999999999997,0.95]
[90,0.15,500,300,1600,0.68,0.33,0,40.988999999999997,0.96]
[90,0.15,500,600,800,0.67,0.33,0,40.988999999999997,0.9]
[90,0.15,600,500,800,0.67,0.33,0,0,0.92]
[90,0.15,600,600,1000,0.67,0.33,0,0,0.91]
[90,0.18,100,400,800,0.65,0.35,0,40.988999999999997,0.89]
[90,0.18,100,500,800,0.65,0.35,0,40.988999999999997,0.87]
[90,0.18,200,300,2000,0.66,0.34,0,40.988999999999997,0.96]
[90,0.18,200,600,800,0.65,0.35,0,40.988999999999997,0.87]
[90,0.18,300,300,800,0.66,0.34,0,40.988999999999997,0.93]
[90,0.18,300,600,1200,0.65,0.35,0,40.988999999999997,0.9]
[90,0.18,400,400,800,0.66,0.35,0,40.988999999999997,0.92]
[90,0.18,400,500,800,0.65,0.35,0,40.988999999999997,0.91]
[90,0.18,500,300,1000,0.66,0.34,0,0,0.95]
[90,0.18,500,600,800,0.65,0.35,0,0,0.9]
[90,0.18,600,400,1000,0.66,0.35,0,0,0.94]
[90,0.18,600,500,2000,0.65,0.35,0,0,0.95]
[90,0.2,100,400,800,0.64,0.36,0,40.988999999999997,0.89]
[90,0.2,100,400,1000,0.64,0.36,0,40.988999999999997,0.9]
[90,0.2,100,600,1600,0.63,0.37,0,40.988999999999997,0.9]
[90,0.2,200,500,1000,0.63,0.37,0,40.988999999999997,0.9]
[90,0.2,200,600,1000,0.63,0.37,0,40.988999999999997,0.88]
[90,0.2,300,500,1000,0.64,0.37,0,40.988999999999997,0.91]
[90,0.2,400,300,1000,0.65,0.36,0,0,0.95]
[90,0.2,400,400,1000,0.64,0.36,0,0,0.93]
[90,0.2,400,600,800,0.63,0.37,0,0,0.89]
[90,0.2,500,500,1000,0.64,0.37,0,0,0.92]
[90,0.2,500,600,1000,0.63,0.37,0,0,0.91]
[90,0.2,600,300,1600,0.65,0.36,0,0,0.96]
[80,0.02,100,300,1000,0.69,0.24,7.0000000000000007E-2,0.13300000000000001,0.93]
[80,0.02,100,400,1000,0.69,0.24,7.0000000000000007E-2,0.13900000000000001,0.91]
[80,0.02,100,600,1000,0.69,0.24,7.0000000000000007E-2,0.14499999999999999,0.87]
[80,0.02,200,300,1000,0.71,0.24,0.05,0.22500000000000001,0.94]
[80,0.02,200,500,1200,0.71,0.24,0.05,0.24299999999999999,0.91]
[80,0.02,300,400,2000,0.72,0.24,0.04,0.39,0.95]
[80,0.02,300,500,1000,0.72,0.24,0.04,0.39800000000000002,0.91]
[80,0.02,400,300,1200,0.73,0.24,0.03,0.48199999999999998,0.96]
[80,0.02,400,500,1600,0.73,0.24,0.03,0.51900000000000002,0.93]
[80,0.02,500,300,1000,0.73,0.24,0.03,0.70699999999999996,0.96]
[80,0.02,500,500,1200,0.73,0.24,0.03,0.75900000000000001,0.93]
[80,0.02,600,400,1000,0.74,0.24,0.02,0.91100000000000003,0.94]
[80,0.02,600,600,1200,0.74,0.24,0.02,0.95299999999999996,0.92]
[80,0.05,100,300,1200,0.72,0.26,0.02,0.89100000000000001,0.94]
[80,0.05,100,500,800,0.72,0.26,0.02,0.95299999999999996,0.87]
[80,0.05,100,600,1200,0.72,0.26,0.02,0.97599999999999998,0.88]
[80,0.05,200,500,1200,0.73,0.26,0.01,2.157,0.91]
[80,0.05,300,300,1600,0.73,0.26,0.01,3.726,0.96]
[80,0.05,300,400,1200,0.73,0.26,0.01,3.726,0.93]
[80,0.05,400,300,1200,0.73,0.26,0.01,5.1239999999999997,0.95]
[80,0.05,400,500,1000,0.73,0.26,0.01,5.8559999999999999,0.92]
[80,0.05,400,600,1200,0.73,0.26,0.01,5.8559999999999999,0.91]
[80,0.05,500,500,1200,0.73,0.26,0.01,8.1980000000000004,0.93]
[80,0.05,500,600,800,0.73,0.26,0.01,8.1980000000000004,0.9]
[80,0.05,600,400,1200,0.73,0.26,0.01,10.247,0.95]
[80,0.05,600,600,1600,0.73,0.26,0.01,10.247,0.93]
[80,7.0000000000000007E-2,100,400,1600,0.71,0.28000000000000003,0.01,2.411,0.93]
[80,7.0000000000000007E-2,100,600,1200,0.71,0.28000000000000003,0.01,2.7330000000000001,0.88]
[80,7.0000000000000007E-2,200,400,1600,0.72,0.28000000000000003,0.01,6.8310000000000004,0.94]
[80,7.0000000000000007E-2,300,300,1000,0.72,0.28000000000000003,0.01,8.1980000000000004,0.94]
[80,7.0000000000000007E-2,300,400,1200,0.72,0.28000000000000003,0.01,10.247,0.93]
[80,7.0000000000000007E-2,300,600,1600,0.72,0.28000000000000003,0,13.663,0.92]
[80,7.0000000000000007E-2,400,400,800,0.72,0.28000000000000003,0,20.494,0.92]
[80,7.0000000000000007E-2,400,500,1600,0.72,0.28000000000000003,0,20.494,0.93]
[80,7.0000000000000007E-2,500,400,1600,0.72,0.28000000000000003,0,20.494,0.95]
[80,7.0000000000000007E-2,500,500,1600,0.72,0.28000000000000003,0,20.494,0.94]
[80,7.0000000000000007E-2,600,400,1000,0.72,0.28000000000000003,0,20.494,0.94]
[80,7.0000000000000007E-2,600,600,1600,0.72,0.28000000000000003,0,20.494,0.93]
[80,0.1,100,300,1600,0.7,0.28999999999999998,0.01,6.8310000000000004,0.95]
[80,0.1,100,500,800,0.7,0.3,0.01,6.8310000000000004,0.87]
[80,0.1,200,400,1600,0.7,0.3,0,13.663,0.94]
[80,0.1,200,400,2000,0.7,0.3,0,13.663,0.95]
[80,0.1,300,300,1600,0.7,0.28999999999999998,0,20.494,0.96]
[80,0.1,300,400,1600,0.7,0.3,0,20.494,0.94]
[80,0.1,300,600,2000,0.7,0.3,0,20.494,0.93]
[80,0.1,400,600,1000,0.7,0.3,0,20.494,0.9]
[80,0.1,500,300,2000,0.71,0.28999999999999998,0,40.988999999999997,0.97]
[80,0.1,500,400,2000,0.7,0.3,0,40.988999999999997,0.96]
[80,0.1,600,300,800,0.71,0.28999999999999998,0,40.988999999999997,0.95]
[80,0.1,600,500,2000,0.7,0.3,0,40.988999999999997,0.95]
[80,0.1,600,600,2000,0.7,0.3,0,40.988999999999997,0.94]
[80,0.15,100,500,1600,0.67,0.33,0,20.494,0.92]
[80,0.15,200,300,2000,0.67,0.33,0,40.988999999999997,0.96]
[80,0.15,200,400,2000,0.67,0.33,0,40.988999999999997,0.95]
[80,0.15,300,300,1000,0.67,0.33,0,40.988999999999997,0.94]
[80,0.15,300,300,2000,0.67,0.33,0,40.988999999999997,0.96]
[80,0.15,300,600,2000,0.67,0.33,0,40.988999999999997,0.93]
[80,0.15,400,400,800,0.67,0.33,0,40.988999999999997,0.92]
[80,0.15,400,500,2000,0.67,0.33,0,40.988999999999997,0.94]
[80,0.15,500,400,800,0.67,0.33,0,40.988999999999997,0.93]
[80,0.15,500,600,1600,0.67,0.33,0,40.988999999999997,0.93]
[80,0.15,600,300,2000,0.68,0.33,0,0,0.97]
[80,0.15,600,600,800,0.67,0.33,0,0,0.91]
[80,0.18,100,300,1200,0.66,0.34,0,40.988999999999997,0.94]
[80,0.18,100,500,2000,0.65,0.35,0,40.988999999999997,0.93]
[80,0.18,200,400,800,0.65,0.35,0,40.988999999999997,0.9]
[80,0.18,200,600,800,0.65,0.35,0,40.988999999999997,0.87]
[80,0.18,300,300,800,0.66,0.34,0,40.988999999999997,0.93]
[80,0.18,300,600,800,0.65,0.35,0,40.988999999999997,0.88]
[80,0.18,400,400,1600,0.66,0.35,0,40.988999999999997,0.95]
[80,0.18,400,500,800,0.65,0.35,0,40.988999999999997,0.91]
[80,0.18,500,400,800,0.66,0.35,0,0,0.93]
[80,0.18,500,500,1200,0.65,0.35,0,0,0.93]
[80,0.18,600,300,800,0.66,0.34,0,0,0.95]
[80,0.18,600,600,800,0.65,0.35,0,0,0.91]
[80,0.2,100,300,800,0.64,0.36,0,40.988999999999997,0.91]
[80,0.2,100,500,800,0.63,0.37,0,40.988999999999997,0.87]
[80,0.2,200,400,800,0.64,0.36,0,40.988999999999997,0.9]
[80,0.2,200,500,1600,0.63,0.37,0,40.988999999999997,0.92]
[80,0.2,300,300,800,0.64,0.36,0,40.988999999999997,0.93]
[80,0.2,300,500,1000,0.64,0.37,0,40.988999999999997,0.91]
[80,0.2,300,600,1200,0.63,0.37,0,40.988999999999997,0.9]
[80,0.2,400,500,800,0.64,0.37,0,0,0.91]
[80,0.2,500,300,1000,0.65,0.36,0,0,0.95]
[80,0.2,500,500,800,0.64,0.37,0,0,0.91]
[80,0.2,600,300,800,0.65,0.36,0,0,0.95]
[80,0.2,600,500,1000,0.64,0.37,0,0,0.93]
[80,0.2,600,500,2000,0.64,0.37,0,0,0.95]
[70,0.02,100,400,1000,0.69,0.24,7.0000000000000007E-2,0.13900000000000001,0.91]
[70,0.02,200,300,1000,0.71,0.24,0.05,0.22500000000000001,0.94]
[70,0.02,200,400,1200,0.71,0.24,0.05,0.23699999999999999,0.93]
[70,0.02,200,600,1000,0.71,0.24,0.05,0.248,0.88]
[70,0.02,300,500,1000,0.72,0.24,0.04,0.39400000000000002,0.91]
[70,0.02,400,300,800,0.73,0.24,0.03,0.47699999999999998,0.95]
[70,0.02,400,400,1000,0.73,0.24,0.03,0.5,0.93]
[70,0.02,400,500,1000,0.73,0.24,0.03,0.51900000000000002,0.92]
[70,0.02,500,400,1600,0.73,0.24,0.03,0.73199999999999998,0.95]
[70,0.02,500,600,1000,0.73,0.24,0.03,0.75900000000000001,0.91]
[70,0.02,600,300,1000,0.74,0.24,0.02,0.91100000000000003,0.96]
[70,0.02,600,500,1200,0.74,0.24,0.02,0.93200000000000005,0.93]
[70,0.05,100,400,1000,0.72,0.26,0.02,0.93200000000000005,0.91]
[70,0.05,100,600,1200,0.72,0.26,0.02,0.97599999999999998,0.88]
[70,0.05,200,400,800,0.73,0.26,0.01,2.157,0.91]
[70,0.05,200,600,1000,0.73,0.26,0.01,2.2770000000000001,0.88]
[70,0.05,300,400,1200,0.73,0.26,0.01,3.726,0.93]
[70,0.05,300,400,2000,0.73,0.26,0.01,3.726,0.95]
[70,0.05,400,400,1000,0.73,0.26,0.01,5.8559999999999999,0.93]
[70,0.05,400,400,1200,0.73,0.26,0.01,5.8559999999999999,0.94]
[70,0.05,500,300,1200,0.73,0.26,0.01,6.8310000000000004,0.96]
[70,0.05,500,500,1200,0.73,0.26,0.01,8.1980000000000004,0.93]
[70,0.05,500,600,1200,0.73,0.26,0.01,8.1980000000000004,0.91]
[70,0.05,600,400,1000,0.73,0.26,0.01,10.247,0.94]
[70,7.0000000000000007E-2,100,300,1200,0.71,0.28000000000000003,0.01,2.2770000000000001,0.94]
[70,7.0000000000000007E-2,100,400,1200,0.71,0.28000000000000003,0.01,2.411,0.92]
[70,7.0000000000000007E-2,200,300,1600,0.72,0.28000000000000003,0.01,6.8310000000000004,0.95]
[70,7.0000000000000007E-2,200,500,1200,0.71,0.28000000000000003,0.01,6.8310000000000004,0.91]
[70,7.0000000000000007E-2,200,600,1200,0.71,0.28000000000000003,0.01,6.8310000000000004,0.89]
[70,7.0000000000000007E-2,300,400,1200,0.72,0.28000000000000003,0.01,10.247,0.93]
[70,7.0000000000000007E-2,400,300,1200,0.72,0.28000000000000003,0,20.494,0.95]
[70,7.0000000000000007E-2,400,400,1200,0.72,0.28000000000000003,0,20.494,0.94]
[70,7.0000000000000007E-2,400,600,1600,0.72,0.28000000000000003,0,20.494,0.92]
[70,7.0000000000000007E-2,500,300,2000,0.72,0.28000000000000003,0,20.494,0.97]
[70,7.0000000000000007E-2,500,500,1600,0.72,0.28000000000000003,0,20.494,0.94]
[70,7.0000000000000007E-2,600,400,1600,0.72,0.28000000000000003,0,20.494,0.95]
[70,7.0000000000000007E-2,600,600,1200,0.72,0.28000000000000003,0,20.494,0.92]
[70,0.1,100,300,1600,0.7,0.28999999999999998,0.01,6.8310000000000004,0.95]
[70,0.1,100,600,1600,0.7,0.3,0.01,6.8310000000000004,0.9]
[70,0.1,200,300,1000,0.7,0.28999999999999998,0,10.247,0.94]
[70,0.1,200,500,1600,0.7,0.3,0,13.663,0.92]
[70,0.1,300,400,1600,0.7,0.3,0,20.494,0.94]
[70,0.1,300,600,1600,0.7,0.3,0,20.494,0.91]
[70,0.1,400,300,1600,0.71,0.28999999999999998,0,20.494,0.96]
[70,0.1,400,600,1600,0.7,0.3,0,20.494,0.92]
[70,0.1,500,300,1200,0.71,0.28999999999999998,0,40.988999999999997,0.96]
[70,0.1,500,500,1600,0.7,0.3,0,40.988999999999997,0.94]
[70,0.1,600,300,2000,0.71,0.28999999999999998,0,40.988999999999997,0.97]
[70,0.1,600,600,800,0.7,0.3,0,40.988999999999997,0.91]
[70,0.15,100,300,1600,0.67,0.33,0,13.663,0.95]
[70,0.15,100,500,2000,0.67,0.33,0,20.494,0.93]
[70,0.15,100,600,2000,0.67,0.33,0,20.494,0.92]
[70,0.15,200,500,1600,0.67,0.33,0,40.988999999999997,0.92]
[70,0.15,300,300,2000,0.67,0.33,0,40.988999999999997,0.96]
[70,0.15,300,500,1200,0.67,0.33,0,40.988999999999997,0.91]
[70,0.15,300,600,2000,0.67,0.33,0,40.988999999999997,0.93]
[70,0.15,400,500,2000,0.67,0.33,0,40.988999999999997,0.94]
[70,0.15,400,600,1000,0.67,0.33,0,40.988999999999997,0.9]
[70,0.15,500,400,2000,0.67,0.33,0,40.988999999999997,0.96]
[70,0.15,500,500,2000,0.67,0.33,0,40.988999999999997,0.94]
[70,0.15,600,300,2000,0.68,0.33,0,0,0.97]
[70,0.15,600,600,2000,0.67,0.33,0,0,0.94]
[70,0.18,100,300,2000,0.66,0.34,0,40.988999999999997,0.96]
[70,0.18,100,600,1200,0.65,0.35,0,40.988999999999997,0.88]
[70,0.18,200,400,2000,0.65,0.35,0,40.988999999999997,0.95]
[70,0.18,200,500,2000,0.65,0.35,0,40.988999999999997,0.93]
[70,0.18,300,500,800,0.65,0.35,0,40.988999999999997,0.9]
[70,0.18,300,600,2000,0.65,0.35,0,40.988999999999997,0.93]
[70,0.18,400,500,800,0.65,0.35,0,40.988999999999997,0.91]
[70,0.18,400,500,2000,0.65,0.35,0,40.988999999999997,0.94]
[70,0.18,500,400,2000,0.66,0.35,0,0,0.95]
[70,0.18,500,500,800,0.65,0.35,0,0,0.91]
[70,0.18,600,400,1200,0.66,0.35,0,0,0.94]
[70,0.18,600,400,2000,0.66,0.35,0,0,0.96]
[70,0.2,100,300,800,0.64,0.36,0,40.988999999999997,0.91]
[70,0.2,100,500,1000,0.63,0.37,0,40.988999999999997,0.88]
[70,0.2,200,400,800,0.64,0.36,0,40.988999999999997,0.9]
[70,0.2,200,500,800,0.63,0.37,0,40.988999999999997,0.88]
[70,0.2,300,300,2000,0.64,0.36,0,40.988999999999997,0.96]
[70,0.2,300,600,800,0.63,0.37,0,40.988999999999997,0.88]
[70,0.2,400,300,800,0.65,0.36,0,0,0.94]
[70,0.2,400,500,1200,0.64,0.37,0,0,0.92]
[70,0.2,500,400,800,0.64,0.36,0,0,0.93]
[70,0.2,500,500,800,0.64,0.37,0,0,0.91]
[70,0.2,500,600,1000,0.63,0.37,0,0,0.91]
[70,0.2,600,400,800,0.64,0.36,0,0,0.94]
[60,0.02,100,300,800,0.68,0.24,0.08,0.13300000000000001,0.92]
[60,0.02,100,400,2000,0.69,0.24,7.0000000000000007E-2,0.13900000000000001,0.94]
[60,0.02,100,600,800,0.69,0.24,7.0000000000000007E-2,0.14499999999999999,0.85]
[60,0.02,200,400,1000,0.71,0.24,0.05,0.23699999999999999,0.92]
[60,0.02,300,300,1200,0.72,0.24,0.04,0.373,0.95]
[60,0.02,300,400,800,0.72,0.24,0.04,0.38,0.92]
[60,0.02,300,600,1000,0.72,0.24,0.04,0.39800000000000002,0.89]
[60,0.02,400,400,1000,0.73,0.24,0.03,0.49399999999999999,0.93]
[60,0.02,400,600,800,0.73,0.24,0.03,0.55400000000000005,0.89]
[60,0.02,500,400,1000,0.73,0.24,0.03,0.70699999999999996,0.94]
[60,0.02,500,600,2000,0.73,0.24,0.03,0.75900000000000001,0.93]
[60,0.02,600,300,1000,0.74,0.24,0.02,0.89100000000000001,0.96]
[60,0.02,600,600,1000,0.74,0.24,0.02,0.95299999999999996,0.91]
[60,0.05,100,300,1600,0.72,0.26,0.02,0.89100000000000001,0.95]
[60,0.05,100,500,1000,0.72,0.26,0.02,0.95299999999999996,0.89]
[60,0.05,200,400,1000,0.73,0.26,0.01,2.157,0.92]
[60,0.05,200,500,1000,0.73,0.26,0.01,2.157,0.9]
[60,0.05,300,300,1000,0.73,0.26,0.01,3.726,0.94]
[60,0.05,300,600,1000,0.73,0.26,0.01,4.5540000000000003,0.89]
[60,0.05,400,300,2000,0.73,0.26,0.01,5.1239999999999997,0.97]
[60,0.05,400,500,1000,0.73,0.26,0.01,5.8559999999999999,0.92]
[60,0.05,500,400,1000,0.73,0.26,0.01,8.1980000000000004,0.94]
[60,0.05,500,400,1600,0.73,0.26,0.01,8.1980000000000004,0.95]
[60,0.05,600,300,1000,0.74,0.26,0.01,8.1980000000000004,0.96]
[60,0.05,600,500,1200,0.73,0.26,0.01,10.247,0.93]
[60,7.0000000000000007E-2,100,300,1000,0.71,0.28000000000000003,0.01,2.2770000000000001,0.93]
[60,7.0000000000000007E-2,100,500,1000,0.71,0.28000000000000003,0.01,2.5619999999999998,0.89]
[60,7.0000000000000007E-2,200,300,1200,0.72,0.28000000000000003,0.01,6.8310000000000004,0.94]
[60,7.0000000000000007E-2,200,500,2000,0.71,0.28000000000000003,0.01,6.8310000000000004,0.93]
[60,7.0000000000000007E-2,200,600,1200,0.71,0.28000000000000003,0.01,6.8310000000000004,0.89]
[60,7.0000000000000007E-2,300,500,1200,0.72,0.28000000000000003,0.01,10.247,0.92]
[60,7.0000000000000007E-2,300,600,1600,0.72,0.28000000000000003,0,13.663,0.92]
[60,7.0000000000000007E-2,400,400,1200,0.72,0.28000000000000003,0,20.494,0.94]
[60,7.0000000000000007E-2,500,300,1200,0.72,0.28000000000000003,0,20.494,0.96]
[60,7.0000000000000007E-2,500,400,1200,0.72,0.28000000000000003,0,20.494,0.94]
[60,7.0000000000000007E-2,500,600,2000,0.72,0.28000000000000003,0,20.494,0.93]
[60,7.0000000000000007E-2,600,500,1200,0.72,0.28000000000000003,0,20.494,0.93]
[60,7.0000000000000007E-2,600,500,1600,0.72,0.28000000000000003,0,20.494,0.94]
[60,0.1,100,300,1600,0.7,0.28999999999999998,0.01,6.8310000000000004,0.95]
[60,0.1,100,500,1200,0.7,0.3,0.01,6.8310000000000004,0.9]
[60,0.1,200,300,1600,0.7,0.28999999999999998,0,10.247,0.95]
[60,0.1,200,600,1000,0.7,0.3,0,13.663,0.88]
[60,0.1,300,300,1200,0.7,0.28999999999999998,0,20.494,0.95]
[60,0.1,300,500,1600,0.7,0.3,0,20.494,0.93]
[60,0.1,400,400,2000,0.7,0.3,0,20.494,0.95]
[60,0.1,400,600,1600,0.7,0.3,0,20.494,0.92]
[60,0.1,500,300,1600,0.71,0.28999999999999998,0,40.988999999999997,0.96]
[60,0.1,500,500,1600,0.7,0.3,0,40.988999999999997,0.94]
[60,0.1,600,400,1600,0.7,0.3,0,40.988999999999997,0.95]
[60,0.1,600,500,1600,0.7,0.3,0,40.988999999999997,0.94]
[60,0.15,100,300,1000,0.67,0.33,0,13.663,0.93]
[60,0.15,100,400,1600,0.67,0.33,0,20.494,0.93]
[60,0.15,200,300,1600,0.67,0.33,0,40.988999999999997,0.95]
[60,0.15,200,500,2000,0.67,0.33,0,40.988999999999997,0.93]
[60,0.15,200,600,1600,0.67,0.33,0,40.988999999999997,0.91]
[60,0.15,300,500,1600,0.67,0.33,0,40.988999999999997,0.93]
[60,0.15,300,600,1600,0.67,0.33,0,40.988999999999997,0.91]
[60,0.15,400,400,1600,0.67,0.33,0,40.988999999999997,0.95]
[60,0.15,400,600,2000,0.67,0.33,0,40.988999999999997,0.93]
[60,0.15,500,500,1000,0.67,0.33,0,40.988999999999997,0.92]
[60,0.15,500,600,1600,0.67,0.33,0,40.988999999999997,0.93]
[60,0.15,600,400,2000,0.67,0.33,0,0,0.96]
[60,0.15,600,600,800,0.67,0.33,0,0,0.91]
[60,0.18,100,300,2000,0.66,0.34,0,40.988999999999997,0.96]
[60,0.18,100,600,2000,0.65,0.35,0,40.988999999999997,0.92]
[60,0.18,200,400,1600,0.65,0.35,0,40.988999999999997,0.94]
[60,0.18,200,500,2000,0.65,0.35,0,40.988999999999997,0.93]
[60,0.18,300,400,2000,0.65,0.35,0,40.988999999999997,0.95]
[60,0.18,400,300,1000,0.66,0.34,0,40.988999999999997,0.95]
[60,0.18,400,300,2000,0.66,0.34,0,40.988999999999997,0.96]
[60,0.18,400,600,2000,0.65,0.35,0,40.988999999999997,0.93]
[60,0.18,500,400,2000,0.66,0.35,0,0,0.95]
[60,0.18,500,500,2000,0.65,0.35,0,0,0.94]
[60,0.18,600,400,2000,0.66,0.35,0,0,0.96]
[60,0.18,600,500,1600,0.65,0.35,0,0,0.94]
[60,0.2,100,300,2000,0.64,0.36,0,40.988999999999997,0.96]
[60,0.2,100,600,2000,0.63,0.37,0,40.988999999999997,0.92]
[60,0.2,200,400,1000,0.64,0.36,0,40.988999999999997,0.91]
[60,0.2,200,500,2000,0.63,0.37,0,40.988999999999997,0.93]
[60,0.2,300,400,800,0.64,0.36,0,40.988999999999997,0.91]
[60,0.2,300,500,800,0.64,0.37,0,40.988999999999997,0.9]
[60,0.2,400,300,2000,0.65,0.36,0,0,0.96]
[60,0.2,400,600,800,0.63,0.37,0,0,0.89]
[60,0.2,500,300,1600,0.65,0.36,0,0,0.96]
[60,0.2,500,500,800,0.64,0.37,0,0,0.91]
[60,0.2,600,400,800,0.64,0.36,0,0,0.94]
[60,0.2,600,400,1200,0.64,0.36,0,0,0.94]
[50,0.02,100,300,800,0.68,0.24,0.08,0.13300000000000001,0.92]
[50,0.02,100,600,800,0.69,0.24,7.0000000000000007E-2,0.14399999999999999,0.85]
[50,0.02,200,300,800,0.7,0.24,0.06,0.219,0.93]
[50,0.02,200,500,800,0.7,0.24,0.05,0.24099999999999999,0.89]
[50,0.02,200,600,800,0.71,0.24,0.05,0.247,0.87]
[50,0.02,300,400,1600,0.72,0.24,0.04,0.38700000000000001,0.94]
[50,0.02,400,300,800,0.72,0.24,0.04,0.46100000000000002,0.95]
[50,0.02,400,400,800,0.72,0.24,0.04,0.47099999999999997,0.93]
[50,0.02,500,300,1000,0.73,0.24,0.03,0.67200000000000004,0.95]
[50,0.02,500,500,800,0.73,0.24,0.03,0.70699999999999996,0.92]
[50,0.02,500,600,800,0.73,0.24,0.03,0.70699999999999996,0.9]
[50,0.02,600,400,800,0.73,0.24,0.03,0.83699999999999997,0.94]
[50,0.05,100,300,800,0.72,0.26,0.02,0.89100000000000001,0.92]
[50,0.05,100,500,1000,0.72,0.26,0.02,0.95299999999999996,0.89]
[50,0.05,100,600,1600,0.72,0.26,0.02,0.97599999999999998,0.9]
[50,0.05,200,500,800,0.73,0.26,0.01,2.157,0.89]
[50,0.05,200,500,1000,0.73,0.26,0.01,2.157,0.9]
[50,0.05,300,300,1200,0.73,0.26,0.01,3.726,0.95]
[50,0.05,300,600,1000,0.73,0.26,0.01,4.5540000000000003,0.89]
[50,0.05,400,300,1000,0.73,0.26,0.01,5.1239999999999997,0.95]
[50,0.05,400,600,800,0.73,0.26,0.01,5.8559999999999999,0.89]
[50,0.05,500,400,1000,0.73,0.26,0.01,8.1980000000000004,0.94]
[50,0.05,500,500,1000,0.73,0.26,0.01,8.1980000000000004,0.92]
[50,0.05,500,600,2000,0.73,0.26,0.01,8.1980000000000004,0.93]
[50,0.05,600,600,1000,0.73,0.26,0.01,10.247,0.91]
[50,7.0000000000000007E-2,100,300,1000,0.71,0.28000000000000003,0.01,2.2770000000000001,0.93]
[50,7.0000000000000007E-2,100,600,1000,0.71,0.28000000000000003,0.01,2.7330000000000001,0.87]
[50,7.0000000000000007E-2,200,400,1000,0.72,0.28000000000000003,0.01,6.8310000000000004,0.92]
[50,7.0000000000000007E-2,200,500,1000,0.71,0.28000000000000003,0.01,6.8310000000000004,0.9]
[50,7.0000000000000007E-2,300,300,800,0.72,0.28000000000000003,0.01,8.1980000000000004,0.94]
[50,7.0000000000000007E-2,300,400,1000,0.72,0.28000000000000003,0.01,10.247,0.92]
[50,7.0000000000000007E-2,300,600,1200,0.72,0.28000000000000003,0,13.663,0.9]
[50,7.0000000000000007E-2,400,500,1600,0.72,0.28000000000000003,0,20.494,0.93]
[50,7.0000000000000007E-2,400,600,1000,0.72,0.28000000000000003,0,20.494,0.9]
[50,7.0000000000000007E-2,500,400,1200,0.72,0.28000000000000003,0,20.494,0.94]
[50,7.0000000000000007E-2,600,300,1200,0.72,0.28000000000000003,0,20.494,0.96]
[50,7.0000000000000007E-2,600,500,800,0.72,0.28000000000000003,0,20.494,0.92]
[50,7.0000000000000007E-2,600,600,1200,0.72,0.28000000000000003,0,20.494,0.92]
[50,0.1,100,500,1200,0.7,0.3,0.01,6.8310000000000004,0.9]
[50,0.1,100,600,1600,0.7,0.3,0.01,6.8310000000000004,0.9]
[50,0.1,200,400,1200,0.7,0.3,0,13.663,0.92]
[50,0.1,300,300,1200,0.7,0.28999999999999998,0,20.494,0.95]
[50,0.1,300,500,1000,0.7,0.3,0,20.494,0.91]
[50,0.1,300,600,1200,0.7,0.3,0,20.494,0.9]
[50,0.1,400,300,1200,0.71,0.28999999999999998,0,20.494,0.95]
[50,0.1,400,600,800,0.7,0.3,0,20.494,0.89]
[50,0.1,500,400,1200,0.7,0.3,0,40.988999999999997,0.94]
[50,0.1,500,600,1600,0.7,0.3,0,40.988999999999997,0.93]
[50,0.1,600,400,1600,0.7,0.3,0,40.988999999999997,0.95]
[50,0.1,600,600,1200,0.7,0.3,0,40.988999999999997,0.92]
[50,0.15,100,400,1600,0.67,0.33,0,20.494,0.93]
[50,0.15,100,500,1200,0.67,0.33,0,20.494,0.9]
[50,0.15,200,300,1600,0.67,0.33,0,40.988999999999997,0.95]
[50,0.15,200,600,1600,0.67,0.33,0,40.988999999999997,0.91]
[50,0.15,300,400,800,0.67,0.33,0,40.988999999999997,0.91]
[50,0.15,300,500,1600,0.67,0.33,0,40.988999999999997,0.93]
[50,0.15,300,600,1600,0.67,0.33,0,40.988999999999997,0.91]
[50,0.15,400,400,2000,0.67,0.33,0,40.988999999999997,0.95]
[50,0.15,500,300,1600,0.68,0.33,0,40.988999999999997,0.96]
[50,0.15,500,400,1600,0.67,0.33,0,40.988999999999997,0.95]
[50,0.15,500,600,1200,0.67,0.33,0,40.988999999999997,0.91]
[50,0.15,600,500,1600,0.67,0.33,0,0,0.94]
[50,0.15,600,600,1600,0.67,0.33,0,0,0.93]
[50,0.18,100,500,800,0.65,0.35,0,40.988999999999997,0.87]
[50,0.18,200,300,1600,0.66,0.34,0,40.988999999999997,0.95]
[50,0.18,200,400,1600,0.65,0.35,0,40.988999999999997,0.94]
[50,0.18,300,300,1600,0.66,0.34,0,40.988999999999997,0.96]
[50,0.18,300,500,1600,0.65,0.35,0,40.988999999999997,0.93]
[50,0.18,300,500,2000,0.65,0.35,0,40.988999999999997,0.94]
[50,0.18,400,400,1200,0.66,0.35,0,40.988999999999997,0.94]
[50,0.18,400,500,1600,0.65,0.35,0,40.988999999999997,0.93]
[50,0.18,500,300,2000,0.66,0.34,0,0,0.97]
[50,0.18,600,300,800,0.66,0.34,0,0,0.95]
[50,0.18,600,400,2000,0.66,0.35,0,0,0.96]
[50,0.18,600,500,2000,0.65,0.35,0,0,0.95]
[50,0.2,100,300,2000,0.64,0.36,0,40.988999999999997,0.96]
[50,0.2,100,600,2000,0.63,0.37,0,40.988999999999997,0.92]
[50,0.2,200,300,2000,0.64,0.36,0,40.988999999999997,0.96]
[50,0.2,200,600,1200,0.63,0.37,0,40.988999999999997,0.89]
[50,0.2,300,400,2000,0.64,0.36,0,40.988999999999997,0.95]
[50,0.2,300,500,2000,0.64,0.37,0,40.988999999999997,0.94]
[50,0.2,400,400,800,0.64,0.36,0,0,0.92]
[50,0.2,400,400,2000,0.64,0.36,0,0,0.95]
[50,0.2,500,300,2000,0.65,0.36,0,0,0.97]
[50,0.2,500,400,2000,0.64,0.36,0,0,0.95]
[50,0.2,500,600,2000,0.63,0.37,0,0,0.93]
[50,0.2,600,500,800,0.64,0.37,0,0,0.92]
[40,0.02,100,300,1200,0.68,0.24,0.08,0.13300000000000001,0.94]
[40,0.02,100,400,2000,0.69,0.24,7.0000000000000007E-2,0.13900000000000001,0.94]
[40,0.02,200,300,800,0.7,0.24,0.06,0.217,0.93]
[40,0.02,200,600,800,0.7,0.24,0.06,0.23799999999999999,0.87]
[40,0.02,200,600,2000,0.71,0.24,0.05,0.248,0.92]
[40,0.02,300,500,800,0.71,0.24,0.05,0.373,0.9]
[40,0.02,300,600,2000,0.72,0.24,0.04,0.39800000000000002,0.93]
[40,0.02,400,400,800,0.72,0.24,0.04,0.46100000000000002,0.93]
[40,0.02,500,300,800,0.73,0.24,0.03,0.59399999999999997,0.95]
[40,0.02,500,500,1200,0.73,0.24,0.03,0.70699999999999996,0.93]
[40,0.02,500,600,800,0.73,0.24,0.03,0.65100000000000002,0.9]
[40,0.02,600,500,800,0.73,0.24,0.03,0.78800000000000003,0.92]
[40,0.02,600,600,1000,0.73,0.24,0.03,0.85399999999999998,0.91]
[40,0.05,100,400,800,0.72,0.26,0.02,0.93200000000000005,0.89]
[40,0.05,200,300,800,0.73,0.26,0.01,1.952,0.93]
[40,0.05,200,300,2000,0.73,0.26,0.01,2.0489999999999999,0.96]
[40,0.05,200,600,800,0.73,0.26,0.01,2.2770000000000001,0.87]
[40,0.05,300,500,800,0.73,0.26,0.01,4.0990000000000002,0.9]
[40,0.05,300,600,1200,0.73,0.26,0.01,4.5540000000000003,0.9]
[40,0.05,400,400,800,0.73,0.26,0.01,5.8559999999999999,0.92]
[40,0.05,400,600,1000,0.73,0.26,0.01,5.8559999999999999,0.9]
[40,0.05,500,300,1000,0.73,0.26,0.01,6.8310000000000004,0.95]
[40,0.05,500,600,800,0.73,0.26,0.01,8.1980000000000004,0.9]
[40,0.05,600,400,1000,0.73,0.26,0.01,10.247,0.94]
[40,0.05,600,500,2000,0.73,0.26,0.01,10.247,0.95]
[40,7.0000000000000007E-2,100,400,800,0.71,0.28000000000000003,0.01,2.411,0.89]
[40,7.0000000000000007E-2,100,600,1000,0.71,0.28000000000000003,0.01,2.7330000000000001,0.87]
[40,7.0000000000000007E-2,200,400,1200,0.72,0.28000000000000003,0.01,6.8310000000000004,0.92]
[40,7.0000000000000007E-2,200,500,1000,0.71,0.28000000000000003,0.01,6.8310000000000004,0.9]
[40,7.0000000000000007E-2,300,400,1000,0.72,0.28000000000000003,0.01,10.247,0.92]
[40,7.0000000000000007E-2,300,500,1000,0.72,0.28000000000000003,0.01,10.247,0.91]
[40,7.0000000000000007E-2,400,300,1000,0.72,0.28000000000000003,0,20.494,0.95]
[40,7.0000000000000007E-2,400,600,1000,0.72,0.28000000000000003,0,20.494,0.9]
[40,7.0000000000000007E-2,400,600,1200,0.72,0.28000000000000003,0,20.494,0.91]
[40,7.0000000000000007E-2,500,500,1200,0.72,0.28000000000000003,0,20.494,0.93]
[40,7.0000000000000007E-2,500,600,1000,0.72,0.28000000000000003,0,20.494,0.91]
[40,7.0000000000000007E-2,600,400,1200,0.72,0.28000000000000003,0,20.494,0.95]
[40,7.0000000000000007E-2,600,600,1000,0.72,0.28000000000000003,0,20.494,0.91]
[40,0.1,100,400,1000,0.7,0.3,0.01,6.8310000000000004,0.91]
[40,0.1,100,600,1200,0.7,0.3,0.01,6.8310000000000004,0.88]
[40,0.1,200,400,2000,0.7,0.3,0,13.663,0.95]
[40,0.1,300,300,1200,0.7,0.28999999999999998,0,20.494,0.95]
[40,0.1,300,400,1200,0.7,0.3,0,20.494,0.93]
[40,0.1,400,300,1200,0.71,0.28999999999999998,0,20.494,0.95]
[40,0.1,400,500,1200,0.7,0.3,0,20.494,0.92]
[40,0.1,400,600,1200,0.7,0.3,0,20.494,0.91]
[40,0.1,500,400,1000,0.7,0.3,0,40.988999999999997,0.94]
[40,0.1,500,500,1200,0.7,0.3,0,40.988999999999997,0.93]
[40,0.1,600,400,1200,0.7,0.3,0,40.988999999999997,0.95]
[40,0.1,600,500,2000,0.7,0.3,0,40.988999999999997,0.95]
[40,0.15,100,300,1200,0.67,0.33,0,13.663,0.94]
[40,0.15,100,600,1200,0.67,0.33,0,20.494,0.88]
[40,0.15,200,400,1200,0.67,0.33,0,40.988999999999997,0.92]
[40,0.15,200,500,1200,0.67,0.33,0,40.988999999999997,0.91]
[40,0.15,300,300,1600,0.67,0.33,0,40.988999999999997,0.96]
[40,0.15,300,500,1000,0.67,0.33,0,40.988999999999997,0.91]
[40,0.15,400,300,1200,0.68,0.33,0,40.988999999999997,0.95]
[40,0.15,400,500,1600,0.67,0.33,0,40.988999999999997,0.93]
[40,0.15,500,300,2000,0.68,0.33,0,40.988999999999997,0.97]
[40,0.15,500,500,1200,0.67,0.33,0,40.988999999999997,0.93]
[40,0.15,600,300,1600,0.68,0.33,0,0,0.96]
[40,0.15,600,400,1600,0.67,0.33,0,0,0.95]
[40,0.15,600,600,1600,0.67,0.33,0,0,0.93]
[40,0.18,100,500,1600,0.65,0.35,0,40.988999999999997,0.92]
[40,0.18,200,300,1000,0.66,0.34,0,40.988999999999997,0.93]
[40,0.18,200,400,1600,0.65,0.35,0,40.988999999999997,0.94]
[40,0.18,300,300,1600,0.66,0.34,0,40.988999999999997,0.96]
[40,0.18,300,500,2000,0.65,0.35,0,40.988999999999997,0.94]
[40,0.18,300,600,1600,0.65,0.35,0,40.988999999999997,0.91]
[40,0.18,400,500,1600,0.65,0.35,0,40.988999999999997,0.93]
[40,0.18,500,300,1200,0.66,0.34,0,0,0.96]
[40,0.18,500,400,1600,0.66,0.35,0,0,0.95]
[40,0.18,600,300,1600,0.66,0.34,0,0,0.96]
[40,0.18,600,400,1000,0.66,0.35,0,0,0.94]
[40,0.18,600,600,1600,0.65,0.35,0,0,0.93]
[40,0.2,100,400,2000,0.64,0.36,0,40.988999999999997,0.94]
[40,0.2,100,600,2000,0.63,0.37,0,40.988999999999997,0.92]
[40,0.2,200,400,1600,0.64,0.36,0,40.988999999999997,0.94]
[40,0.2,200,600,2000,0.63,0.37,0,40.988999999999997,0.92]
[40,0.2,300,300,1600,0.64,0.36,0,40.988999999999997,0.96]
[40,0.2,300,600,1600,0.63,0.37,0,40.988999999999997,0.91]
[40,0.2,400,400,2000,0.64,0.36,0,0,0.95]
[40,0.2,400,600,1000,0.63,0.37,0,0,0.9]
[40,0.2,500,300,2000,0.65,0.36,0,0,0.97]
[40,0.2,500,600,2000,0.63,0.37,0,0,0.93]
[40,0.2,600,300,800,0.65,0.36,0,0,0.95]
[40,0.2,600,500,2000,0.64,0.37,0,0,0.95]
[40,0.2,600,600,2000,0.63,0.37,0,0,0.94]
[30,0.02,100,600,1200,0.68,0.24,0.08,0.14399999999999999,0.88]
[30,0.02,200,300,2000,0.7,0.24,0.06,0.223,0.96]
[30,0.02,200,400,2000,0.71,0.24,0.05,0.23599999999999999,0.95]
[30,0.02,300,300,1000,0.71,0.24,0.05,0.33300000000000002,0.94]
[30,0.02,300,500,2000,0.72,0.24,0.04,0.39,0.94]
[30,0.02,300,600,2000,0.72,0.24,0.04,0.39400000000000002,0.93]
[30,0.02,400,500,2000,0.73,0.24,0.03,0.50600000000000001,0.94]
[30,0.02,500,300,2000,0.73,0.24,0.03,0.67200000000000004,0.97]
[30,0.02,500,600,800,0.72,0.24,0.04,0.60299999999999998,0.9]
[30,0.02,500,600,1600,0.73,0.24,0.03,0.70699999999999996,0.93]
[30,0.02,600,500,2000,0.74,0.24,0.02,0.85399999999999998,0.95]
[30,0.02,600,600,800,0.73,0.24,0.03,0.69499999999999995,0.91]
[30,0.05,100,500,1000,0.72,0.26,0.02,0.93200000000000005,0.89]
[30,0.05,100,500,2000,0.72,0.26,0.02,0.95299999999999996,0.93]
[30,0.05,200,400,800,0.73,0.26,0.01,1.952,0.91]
[30,0.05,200,600,800,0.73,0.26,0.01,2.0489999999999999,0.87]
[30,0.05,300,500,800,0.73,0.26,0.01,4.0990000000000002,0.9]
[30,0.05,300,600,800,0.73,0.26,0.01,4.5540000000000003,0.88]
[30,0.05,400,400,1600,0.73,0.26,0.01,5.8559999999999999,0.95]
[30,0.05,500,300,800,0.73,0.26,0.01,5.8559999999999999,0.95]
[30,0.05,500,400,800,0.73,0.26,0.01,8.1980000000000004,0.93]
[30,0.05,500,600,1000,0.73,0.26,0.01,8.1980000000000004,0.91]
[30,0.05,600,500,800,0.73,0.26,0.01,10.247,0.92]
[30,0.05,600,600,800,0.73,0.26,0.01,10.247,0.91]
[30,7.0000000000000007E-2,100,400,2000,0.71,0.28000000000000003,0.01,2.411,0.94]
[30,7.0000000000000007E-2,100,500,800,0.71,0.28000000000000003,0.01,2.5619999999999998,0.87]
[30,7.0000000000000007E-2,200,400,800,0.72,0.28000000000000003,0.01,6.8310000000000004,0.91]
[30,7.0000000000000007E-2,200,500,1600,0.71,0.28000000000000003,0.01,6.8310000000000004,0.92]
[30,7.0000000000000007E-2,300,300,800,0.72,0.28000000000000003,0.01,8.1980000000000004,0.94]
[30,7.0000000000000007E-2,300,500,1000,0.72,0.28000000000000003,0.01,10.247,0.91]
[30,7.0000000000000007E-2,400,400,1000,0.72,0.28000000000000003,0,20.494,0.93]
[30,7.0000000000000007E-2,400,500,800,0.72,0.28000000000000003,0,20.494,0.91]
[30,7.0000000000000007E-2,500,300,1000,0.72,0.28000000000000003,0,20.494,0.95]
[30,7.0000000000000007E-2,500,600,1000,0.72,0.28000000000000003,0,20.494,0.91]
[30,7.0000000000000007E-2,600,300,1600,0.72,0.28000000000000003,0,20.494,0.97]
[30,7.0000000000000007E-2,600,500,1000,0.72,0.28000000000000003,0,20.494,0.93]
[30,0.1,100,400,1000,0.7,0.3,0.01,6.8310000000000004,0.91]
[30,0.1,100,500,1000,0.7,0.3,0.01,6.8310000000000004,0.89]
[30,0.1,200,300,1000,0.7,0.28999999999999998,0,10.247,0.94]
[30,0.1,200,400,1000,0.7,0.3,0,13.663,0.92]
[30,0.1,300,300,2000,0.7,0.28999999999999998,0,20.494,0.96]
[30,0.1,300,500,1000,0.7,0.3,0,20.494,0.91]
[30,0.1,400,300,1200,0.71,0.28999999999999998,0,20.494,0.95]
[30,0.1,400,400,1600,0.7,0.3,0,20.494,0.95]
[30,0.1,500,300,1000,0.71,0.28999999999999998,0,40.988999999999997,0.95]
[30,0.1,500,500,1200,0.7,0.3,0,40.988999999999997,0.93]
[30,0.1,600,300,1000,0.71,0.28999999999999998,0,40.988999999999997,0.96]
[30,0.1,600,500,1000,0.7,0.3,0,40.988999999999997,0.93]
[30,0.15,100,300,1200,0.67,0.33,0,13.663,0.94]
[30,0.15,100,400,800,0.67,0.33,0,20.494,0.89]
[30,0.15,100,600,1200,0.67,0.33,0,20.494,0.88]
[30,0.15,200,300,1200,0.67,0.33,0,40.988999999999997,0.94]
[30,0.15,200,600,1600,0.67,0.33,0,40.988999999999997,0.91]
[30,0.15,300,400,1200,0.67,0.33,0,40.988999999999997,0.93]
[30,0.15,300,500,1200,0.67,0.33,0,40.988999999999997,0.91]
[30,0.15,400,400,1000,0.67,0.33,0,40.988999999999997,0.93]
[30,0.15,400,600,1200,0.67,0.33,0,40.988999999999997,0.91]
[30,0.15,500,300,1200,0.68,0.33,0,40.988999999999997,0.96]
[30,0.15,500,500,800,0.67,0.33,0,40.988999999999997,0.91]
[30,0.15,600,400,1200,0.67,0.33,0,0,0.94]
[30,0.15,600,500,1200,0.67,0.33,0,0,0.93]
[30,0.18,100,300,1600,0.66,0.34,0,40.988999999999997,0.95]
[30,0.18,100,600,1200,0.65,0.35,0,40.988999999999997,0.88]
[30,0.18,100,600,1600,0.65,0.35,0,40.988999999999997,0.9]
[30,0.18,200,600,1000,0.65,0.35,0,40.988999999999997,0.88]
[30,0.18,200,600,1200,0.65,0.35,0,40.988999999999997,0.89]
[30,0.18,300,400,1600,0.65,0.35,0,40.988999999999997,0.94]
[30,0.18,400,300,800,0.66,0.34,0,40.988999999999997,0.94]
[30,0.18,400,400,1200,0.66,0.35,0,40.988999999999997,0.94]
[30,0.18,400,600,1600,0.65,0.35,0,40.988999999999997,0.92]
[30,0.18,500,500,1600,0.65,0.35,0,0,0.94]
[30,0.18,600,300,1600,0.66,0.34,0,0,0.96]
[30,0.18,600,400,1600,0.66,0.35,0,0,0.95]
[30,0.18,600,600,1200,0.65,0.35,0,0,0.92]
[30,0.2,100,500,1600,0.63,0.37,0,40.988999999999997,0.92]
[30,0.2,100,600,1600,0.63,0.37,0,40.988999999999997,0.9]
[30,0.2,200,400,800,0.64,0.36,0,40.988999999999997,0.9]
[30,0.2,200,500,1600,0.63,0.37,0,40.988999999999997,0.92]
[30,0.2,300,400,1600,0.64,0.36,0,40.988999999999997,0.94]
[30,0.2,300,600,1600,0.63,0.37,0,40.988999999999997,0.91]
[30,0.2,400,300,1600,0.65,0.36,0,0,0.96]
[30,0.2,400,600,1600,0.63,0.37,0,0,0.92]
[30,0.2,500,300,1200,0.65,0.36,0,0,0.96]
[30,0.2,500,500,1600,0.64,0.37,0,0,0.94]
[30,0.2,600,300,2000,0.65,0.36,0,0,0.97]
[30,0.2,600,600,800,0.63,0.37,0,0,0.91]
[20,0.02,100,300,1600,0.68,0.24,0.08,0.13100000000000001,0.95]
[20,0.02,100,500,2000,0.68,0.24,0.08,0.14199999999999999,0.93]
[20,0.02,200,400,1600,0.7,0.24,0.06,0.22800000000000001,0.94]
[20,0.02,200,400,2000,0.7,0.24,0.06,0.23200000000000001,0.95]
[20,0.02,300,300,2000,0.71,0.24,0.05,0.35599999999999998,0.96]
[20,0.02,300,500,1200,0.71,0.24,0.05,0.34699999999999998,0.91]
[20,0.02,300,600,2000,0.72,0.24,0.04,0.38300000000000001,0.92]
[20,0.02,400,500,2000,0.72,0.24,0.04,0.48199999999999998,0.94]
[20,0.02,500,400,800,0.71,0.24,0.05,0.46100000000000002,0.93]
[20,0.02,500,400,2000,0.73,0.24,0.03,0.66100000000000003,0.95]
[20,0.02,600,300,2000,0.73,0.24,0.03,0.77300000000000002,0.97]
[20,0.02,600,500,1600,0.73,0.24,0.03,0.745,0.94]
[20,0.02,600,600,2000,0.73,0.24,0.03,0.82,0.94]
[20,0.05,100,500,2000,0.72,0.26,0.02,0.95299999999999996,0.93]
[20,0.05,100,600,1200,0.72,0.26,0.02,0.95299999999999996,0.88]
[20,0.05,200,400,2000,0.73,0.26,0.01,2.157,0.95]
[20,0.05,300,300,2000,0.73,0.26,0.01,3.726,0.96]
[20,0.05,300,500,800,0.73,0.26,0.01,3.4159999999999999,0.9]
[20,0.05,300,600,2000,0.73,0.26,0.01,4.5540000000000003,0.93]
[20,0.05,400,500,800,0.73,0.26,0.01,5.1239999999999997,0.91]
[20,0.05,400,500,2000,0.73,0.26,0.01,5.8559999999999999,0.94]
[20,0.05,500,400,2000,0.73,0.26,0.01,8.1980000000000004,0.96]
[20,0.05,600,300,800,0.73,0.26,0.01,6.8310000000000004,0.95]
[20,0.05,600,400,1200,0.73,0.26,0.01,10.247,0.95]
[20,0.05,600,600,800,0.73,0.26,0.01,10.247,0.91]
[20,7.0000000000000007E-2,100,500,800,0.71,0.28000000000000003,0.01,2.5619999999999998,0.87]
[20,7.0000000000000007E-2,200,300,800,0.72,0.28000000000000003,0.01,6.8310000000000004,0.93]
[20,7.0000000000000007E-2,200,400,800,0.72,0.28000000000000003,0.01,6.8310000000000004,0.9]
[20,7.0000000000000007E-2,300,300,800,0.72,0.28000000000000003,0.01,8.1980000000000004,0.94]
[20,7.0000000000000007E-2,300,300,2000,0.72,0.28000000000000003,0.01,8.1980000000000004,0.96]
[20,7.0000000000000007E-2,300,600,800,0.72,0.28000000000000003,0,13.663,0.88]
[20,7.0000000000000007E-2,400,300,800,0.72,0.28000000000000003,0,20.494,0.94]
[20,7.0000000000000007E-2,400,500,1200,0.72,0.28000000000000003,0,20.494,0.92]
[20,7.0000000000000007E-2,500,400,800,0.72,0.28000000000000003,0,20.494,0.93]
[20,7.0000000000000007E-2,500,500,800,0.72,0.28000000000000003,0,20.494,0.91]
[20,7.0000000000000007E-2,600,300,1000,0.72,0.28000000000000003,0,20.494,0.96]
[20,7.0000000000000007E-2,600,400,2000,0.72,0.28000000000000003,0,20.494,0.96]
[20,0.1,100,300,800,0.7,0.28999999999999998,0.01,6.8310000000000004,0.92]
[20,0.1,100,500,1000,0.7,0.3,0.01,6.8310000000000004,0.89]
[20,0.1,200,300,1200,0.7,0.28999999999999998,0,10.247,0.94]
[20,0.1,200,600,1000,0.7,0.3,0,13.663,0.88]
[20,0.1,300,300,1000,0.7,0.28999999999999998,0,20.494,0.94]
[20,0.1,300,600,800,0.7,0.3,0,20.494,0.88]
[20,0.1,300,600,1000,0.7,0.3,0,20.494,0.89]
[20,0.1,400,500,1000,0.7,0.3,0,20.494,0.91]
[20,0.1,500,300,1600,0.71,0.28999999999999998,0,40.988999999999997,0.96]
[20,0.1,500,400,1000,0.7,0.3,0,40.988999999999997,0.94]
[20,0.1,600,300,1000,0.71,0.28999999999999998,0,40.988999999999997,0.96]
[20,0.1,600,400,1200,0.7,0.3,0,40.988999999999997,0.95]
[20,0.1,600,600,1000,0.7,0.3,0,40.988999999999997,0.91]
[20,0.15,100,500,1000,0.67,0.33,0,20.494,0.88]
[20,0.15,200,300,800,0.67,0.33,0,40.988999999999997,0.93]
[20,0.15,200,400,1000,0.67,0.33,0,40.988999999999997,0.91]
[20,0.15,200,600,1200,0.67,0.33,0,40.988999999999997,0.89]
[20,0.15,300,300,2000,0.67,0.33,0,40.988999999999997,0.96]
[20,0.15,300,600,1000,0.67,0.33,0,40.988999999999997,0.89]
[20,0.15,400,400,1200,0.67,0.33,0,40.988999999999997,0.94]
[20,0.15,400,600,1200,0.67,0.33,0,40.988999999999997,0.91]
[20,0.15,500,300,1200,0.68,0.33,0,40.988999999999997,0.96]
[20,0.15,500,600,1200,0.67,0.33,0,40.988999999999997,0.91]
[20,0.15,600,300,1000,0.68,0.33,0,0,0.96]
[20,0.15,600,500,1200,0.67,0.33,0,0,0.93]
[20,0.18,100,400,1200,0.65,0.35,0,40.988999999999997,0.92]
[20,0.18,100,500,2000,0.65,0.35,0,40.988999999999997,0.93]
[20,0.18,200,300,1200,0.66,0.34,0,40.988999999999997,0.94]
[20,0.18,200,600,1200,0.65,0.35,0,40.988999999999997,0.89]
[20,0.18,300,300,1200,0.66,0.34,0,40.988999999999997,0.95]
[20,0.18,300,500,1200,0.65,0.35,0,40.988999999999997,0.91]
[20,0.18,400,400,1200,0.66,0.35,0,40.988999999999997,0.94]
[20,0.18,400,600,800,0.65,0.35,0,40.988999999999997,0.89]
[20,0.18,500,300,1200,0.66,0.34,0,0,0.96]
[20,0.18,500,400,1200,0.66,0.35,0,0,0.94]
[20,0.18,500,600,2000,0.65,0.35,0,0,0.93]
[20,0.18,600,500,1200,0.65,0.35,0,0,0.93]
[20,0.2,100,300,1600,0.64,0.36,0,40.988999999999997,0.95]
[20,0.2,100,500,1200,0.63,0.37,0,40.988999999999997,0.9]
[20,0.2,200,300,1200,0.64,0.36,0,40.988999999999997,0.94]
[20,0.2,200,500,1600,0.63,0.37,0,40.988999999999997,0.92]
[20,0.2,200,600,1000,0.63,0.37,0,40.988999999999997,0.88]
[20,0.2,300,400,1600,0.64,0.36,0,40.988999999999997,0.94]
[20,0.2,400,300,1600,0.65,0.36,0,0,0.96]
[20,0.2,400,400,2000,0.64,0.36,0,0,0.95]
[20,0.2,400,600,1600,0.63,0.37,0,0,0.92]
[20,0.2,500,300,1600,0.65,0.36,0,0,0.96]
[20,0.2,500,500,1600,0.64,0.37,0,0,0.94]
[20,0.2,600,400,1600,0.64,0.36,0,0,0.95]
[20,0.2,600,500,1600,0.64,0.37,0,0,0.94]
[10,0.02,100,500,800,0.63,0.24,0.13,0.112,0.86]
[10,0.02,100,600,1600,0.67,0.24,0.09,0.13500000000000001,0.9]
[10,0.02,200,300,1600,0.68,0.24,0.08,0.193,0.95]
[10,0.02,200,500,2000,0.69,0.24,7.0000000000000007E-2,0.219,0.93]
[10,0.02,300,400,1600,0.69,0.24,7.0000000000000007E-2,0.29499999999999998,0.94]
[10,0.02,300,600,2000,0.7,0.24,0.06,0.33100000000000002,0.92]
[10,0.02,400,400,1200,0.69,0.24,7.0000000000000007E-2,0.308,0.93]
[10,0.02,400,600,1600,0.7,0.24,0.06,0.39800000000000002,0.92]
[10,0.02,400,600,2000,0.71,0.24,0.05,0.441,0.93]
[10,0.02,500,500,1000,0.69,0.24,7.0000000000000007E-2,0.36599999999999999,0.92]
[10,0.02,500,600,1600,0.71,0.24,0.05,0.47699999999999998,0.92]
[10,0.02,600,400,2000,0.72,0.24,0.04,0.57699999999999996,0.95]
[10,0.05,100,300,2000,0.72,0.26,0.02,0.872,0.96]
[10,0.05,100,500,2000,0.72,0.26,0.02,0.93200000000000005,0.93]
[10,0.05,100,600,2000,0.72,0.26,0.02,0.95299999999999996,0.91]
[10,0.05,200,400,1600,0.73,0.26,0.01,1.952,0.94]
[10,0.05,300,300,2000,0.73,0.26,0.01,3.726,0.96]
[10,0.05,300,400,2000,0.73,0.26,0.01,3.726,0.95]
[10,0.05,400,300,1000,0.73,0.26,0.01,3.4159999999999999,0.95]
[10,0.05,400,500,2000,0.73,0.26,0.01,5.8559999999999999,0.94]
[10,0.05,400,600,2000,0.73,0.26,0.01,5.8559999999999999,0.93]
[10,0.05,500,400,2000,0.73,0.26,0.01,8.1980000000000004,0.95]
[10,0.05,500,500,2000,0.73,0.26,0.01,8.1980000000000004,0.94]
[10,0.05,600,400,2000,0.73,0.26,0.01,10.247,0.96]
[10,7.0000000000000007E-2,100,300,1200,0.71,0.28000000000000003,0.01,2.157,0.94]
[10,7.0000000000000007E-2,100,300,2000,0.71,0.28000000000000003,0.01,2.2770000000000001,0.96]
[10,7.0000000000000007E-2,100,600,800,0.71,0.28000000000000003,0.01,2.411,0.85]
[10,7.0000000000000007E-2,200,400,1000,0.72,0.28000000000000003,0.01,6.8310000000000004,0.91]
[10,7.0000000000000007E-2,200,500,2000,0.71,0.28000000000000003,0.01,6.8310000000000004,0.93]
[10,7.0000000000000007E-2,300,400,800,0.72,0.28000000000000003,0.01,8.1980000000000004,0.91]
[10,7.0000000000000007E-2,300,600,2000,0.72,0.28000000000000003,0,13.663,0.93]
[10,7.0000000000000007E-2,400,300,2000,0.72,0.28000000000000003,0,20.494,0.96]
[10,7.0000000000000007E-2,400,600,800,0.72,0.28000000000000003,0,20.494,0.89]
[10,7.0000000000000007E-2,500,500,800,0.72,0.28000000000000003,0,20.494,0.91]
[10,7.0000000000000007E-2,500,500,1000,0.72,0.28000000000000003,0,20.494,0.92]
[10,7.0000000000000007E-2,600,400,800,0.72,0.28000000000000003,0,20.494,0.94]
[10,7.0000000000000007E-2,600,500,800,0.72,0.28000000000000003,0,20.494,0.92]
[10,0.1,100,300,2000,0.7,0.28999999999999998,0.01,6.8310000000000004,0.96]
[10,0.1,100,600,800,0.7,0.3,0.01,6.8310000000000004,0.85]
[10,0.1,200,300,800,0.7,0.28999999999999998,0,10.247,0.93]
[10,0.1,200,600,1200,0.7,0.3,0,13.663,0.89]
[10,0.1,300,400,800,0.7,0.3,0,20.494,0.91]
[10,0.1,300,600,1000,0.7,0.3,0,20.494,0.89]
[10,0.1,400,300,1000,0.71,0.28999999999999998,0,20.494,0.95]
[10,0.1,400,600,800,0.7,0.3,0,20.494,0.89]
[10,0.1,500,400,1000,0.7,0.3,0,40.988999999999997,0.94]
[10,0.1,500,500,2000,0.7,0.3,0,40.988999999999997,0.94]
[10,0.1,600,300,1000,0.71,0.28999999999999998,0,40.988999999999997,0.96]
[10,0.1,600,400,1000,0.7,0.3,0,40.988999999999997,0.94]
[10,0.1,600,600,1600,0.7,0.3,0,40.988999999999997,0.93]
[10,0.15,100,500,1000,0.67,0.33,0,20.494,0.88]
[10,0.15,100,600,1000,0.67,0.33,0,20.494,0.87]
[10,0.15,200,500,1000,0.67,0.33,0,40.988999999999997,0.9]
[10,0.15,300,300,1000,0.67,0.33,0,40.988999999999997,0.94]
[10,0.15,300,400,1000,0.67,0.33,0,40.988999999999997,0.92]
[10,0.15,300,600,2000,0.67,0.33,0,40.988999999999997,0.93]
[10,0.15,400,500,1000,0.67,0.33,0,40.988999999999997,0.91]
[10,0.15,400,600,1000,0.67,0.33,0,40.988999999999997,0.9]
[10,0.15,500,300,1600,0.68,0.33,0,40.988999999999997,0.96]
[10,0.15,600,300,1000,0.68,0.33,0,0,0.96]
[10,0.15,600,300,1200,0.68,0.33,0,0,0.96]
[10,0.15,600,600,1000,0.67,0.33,0,0,0.91]
[10,0.18,100,300,1000,0.66,0.34,0,40.988999999999997,0.93]
[10,0.18,100,500,1200,0.65,0.35,0,40.988999999999997,0.9]
[10,0.18,200,400,2000,0.65,0.35,0,40.988999999999997,0.95]
[10,0.18,200,500,1000,0.65,0.35,0,40.988999999999997,0.9]
[10,0.18,300,300,1200,0.66,0.34,0,40.988999999999997,0.95]
[10,0.18,300,500,1600,0.65,0.35,0,40.988999999999997,0.93]
[10,0.18,400,400,1200,0.66,0.35,0,40.988999999999997,0.94]
[10,0.18,400,500,1200,0.65,0.35,0,40.988999999999997,0.92]
[10,0.18,500,400,1000,0.66,0.35,0,0,0.94]
[10,0.18,500,600,1200,0.65,0.35,0,0,0.91]
[10,0.18,600,300,1200,0.66,0.34,0,0,0.96]
[10,0.18,600,500,800,0.65,0.35,0,0,0.92]
[10,0.18,600,600,1200,0.65,0.35,0,0,0.92]
[10,0.2,100,500,1200,0.63,0.37,0,40.988999999999997,0.9]
[10,0.2,100,600,1600,0.63,0.37,0,40.988999999999997,0.9]
[10,0.2,200,400,1200,0.64,0.36,0,40.988999999999997,0.92]
[10,0.2,300,300,1200,0.64,0.36,0,40.988999999999997,0.95]
[10,0.2,300,500,1000,0.64,0.37,0,40.988999999999997,0.91]
[10,0.2,300,600,1200,0.63,0.37,0,40.988999999999997,0.9]
[10,0.2,400,400,1600,0.64,0.36,0,0,0.94]
[10,0.2,400,600,800,0.63,0.37,0,0,0.89]
[10,0.2,500,400,1200,0.64,0.36,0,0,0.94]
[10,0.2,500,600,1600,0.63,0.37,0,0,0.92]
[10,0.2,600,400,1600,0.64,0.36,0,0,0.95]
[10,0.2,600,600,1200,0.63,0.37,0,0,0.92]
[9,0.02,100,400,1600,0.66,0.24,0.1,0.127,0.93]
[9,0.02,200,300,1000,0.65,0.24,0.11,0.153,0.93]
[9,0.02,200,300,1600,0.67,0.24,0.09,0.187,0.95]
[9,0.02,200,600,1600,0.68,0.24,0.08,0.21099999999999999,0.9]
[9,0.02,300,400,800,0.66,0.24,0.1,0.193,0.91]
[9,0.02,300,500,1600,0.69,0.24,7.0000000000000007E-2,0.28899999999999998,0.92]
[9,0.02,400,400,1600,0.7,0.24,0.06,0.33600000000000002,0.94]
[9,0.02,400,600,1600,0.7,0.24,0.06,0.373,0.92]
[9,0.02,500,300,1600,0.7,0.24,0.06,0.42299999999999999,0.96]
[9,0.02,500,600,1600,0.71,0.24,0.05,0.45500000000000002,0.92]
[9,0.02,600,400,1000,0.69,0.24,7.0000000000000007E-2,0.36899999999999999,0.94]
[9,0.02,600,500,1600,0.71,0.24,0.05,0.5,0.94]
[9,0.05,100,400,1600,0.72,0.26,0.02,0.89100000000000001,0.93]
[9,0.05,100,500,800,0.71,0.26,0.03,0.75900000000000001,0.87]
[9,0.05,200,300,1600,0.73,0.26,0.01,1.863,0.95]
[9,0.05,200,500,2000,0.73,0.26,0.01,2.0489999999999999,0.93]
[9,0.05,300,300,1600,0.73,0.26,0.01,3.153,0.95]
[9,0.05,300,500,1600,0.73,0.26,0.01,3.726,0.93]
[9,0.05,400,300,2000,0.73,0.26,0.01,5.1239999999999997,0.96]
[9,0.05,400,400,1200,0.73,0.26,0.01,4.0990000000000002,0.93]
[9,0.05,500,300,1600,0.73,0.26,0.01,5.8559999999999999,0.96]
[9,0.05,500,500,2000,0.73,0.26,0.01,8.1980000000000004,0.94]
[9,0.05,600,300,800,0.73,0.26,0.01,4.5540000000000003,0.95]
[9,0.05,600,400,2000,0.73,0.26,0.01,10.247,0.96]
[9,7.0000000000000007E-2,100,300,2000,0.71,0.28000000000000003,0.01,2.2770000000000001,0.96]
[9,7.0000000000000007E-2,100,500,1600,0.71,0.28000000000000003,0.01,2.5619999999999998,0.91]
[9,7.0000000000000007E-2,100,600,2000,0.71,0.28000000000000003,0.01,2.7330000000000001,0.91]
[9,7.0000000000000007E-2,200,300,2000,0.72,0.28000000000000003,0.01,6.8310000000000004,0.96]
[9,7.0000000000000007E-2,300,300,1000,0.72,0.28000000000000003,0.01,8.1980000000000004,0.94]
[9,7.0000000000000007E-2,300,400,2000,0.72,0.28000000000000003,0.01,10.247,0.95]
[9,7.0000000000000007E-2,300,500,2000,0.72,0.28000000000000003,0.01,10.247,0.94]
[9,7.0000000000000007E-2,400,400,800,0.72,0.28000000000000003,0,20.494,0.92]
[9,7.0000000000000007E-2,400,600,2000,0.72,0.28000000000000003,0,20.494,0.93]
[9,7.0000000000000007E-2,500,300,2000,0.72,0.28000000000000003,0,20.494,0.97]
[9,7.0000000000000007E-2,500,600,800,0.72,0.28000000000000003,0,20.494,0.9]
[9,7.0000000000000007E-2,600,300,1200,0.72,0.28000000000000003,0,20.494,0.96]
[9,0.1,100,300,800,0.7,0.28999999999999998,0.01,6.8310000000000004,0.91]
[9,0.1,100,400,800,0.7,0.3,0.01,6.8310000000000004,0.89]
[9,0.1,100,600,800,0.7,0.3,0.01,6.8310000000000004,0.85]
[9,0.1,200,300,800,0.7,0.28999999999999998,0,10.247,0.93]
[9,0.1,200,600,800,0.7,0.3,0,13.663,0.87]
[9,0.1,300,400,1600,0.7,0.3,0,20.494,0.94]
[9,0.1,300,500,800,0.7,0.3,0,20.494,0.9]
[9,0.1,400,400,800,0.7,0.3,0,20.494,0.92]
[9,0.1,400,600,1000,0.7,0.3,0,20.494,0.9]
[9,0.1,500,300,800,0.71,0.28999999999999998,0,40.988999999999997,0.95]
[9,0.1,500,600,800,0.7,0.3,0,40.988999999999997,0.9]
[9,0.1,600,300,800,0.71,0.28999999999999998,0,40.988999999999997,0.95]
[9,0.1,600,500,800,0.7,0.3,0,40.988999999999997,0.92]
[9,0.15,100,300,1000,0.67,0.33,0,13.663,0.93]
[9,0.15,100,500,1600,0.67,0.33,0,20.494,0.91]
[9,0.15,200,300,800,0.67,0.33,0,40.988999999999997,0.93]
[9,0.15,200,500,1000,0.67,0.33,0,40.988999999999997,0.9]
[9,0.15,200,600,1200,0.67,0.33,0,40.988999999999997,0.89]
[9,0.15,300,500,800,0.67,0.33,0,40.988999999999997,0.9]
[9,0.15,400,300,1000,0.68,0.33,0,40.988999999999997,0.95]
[9,0.15,400,500,800,0.67,0.33,0,40.988999999999997,0.91]
[9,0.15,400,600,1000,0.67,0.33,0,40.988999999999997,0.9]
[9,0.15,500,500,1000,0.67,0.33,0,40.988999999999997,0.92]
[9,0.15,500,500,2000,0.67,0.33,0,40.988999999999997,0.94]
[9,0.15,600,400,1000,0.67,0.33,0,0,0.94]
[9,0.18,100,300,1000,0.66,0.34,0,40.988999999999997,0.93]
[9,0.18,100,500,1000,0.65,0.35,0,40.988999999999997,0.88]
[9,0.18,100,600,1000,0.65,0.35,0,40.988999999999997,0.87]
[9,0.18,200,500,1000,0.65,0.35,0,40.988999999999997,0.9]
[9,0.18,200,600,800,0.65,0.35,0,40.988999999999997,0.87]
[9,0.18,300,400,1000,0.65,0.35,0,40.988999999999997,0.92]
[9,0.18,300,500,1000,0.65,0.35,0,40.988999999999997,0.91]
[9,0.18,400,400,1600,0.66,0.35,0,40.988999999999997,0.94]
[9,0.18,400,600,1000,0.65,0.35,0,40.988999999999997,0.9]
[9,0.18,500,400,1200,0.66,0.35,0,0,0.94]
[9,0.18,500,500,1200,0.65,0.35,0,0,0.93]
[9,0.18,600,400,1000,0.66,0.35,0,0,0.94]
[9,0.18,600,600,1200,0.65,0.35,0,0,0.92]
[9,0.2,100,400,800,0.64,0.36,0,40.988999999999997,0.89]
[9,0.2,100,600,1000,0.63,0.37,0,40.988999999999997,0.87]
[9,0.2,200,400,1200,0.64,0.36,0,40.988999999999997,0.92]
[9,0.2,200,400,2000,0.64,0.36,0,40.988999999999997,0.95]
[9,0.2,300,300,1200,0.64,0.36,0,40.988999999999997,0.95]
[9,0.2,300,400,1200,0.64,0.36,0,40.988999999999997,0.93]
[9,0.2,400,300,1200,0.65,0.36,0,0,0.95]
[9,0.2,400,500,1200,0.64,0.37,0,0,0.92]
[9,0.2,400,600,1200,0.63,0.37,0,0,0.91]
[9,0.2,500,500,800,0.64,0.37,0,0,0.91]
[9,0.2,600,300,1200,0.65,0.36,0,0,0.96]
[9,0.2,600,400,1200,0.64,0.36,0,0,0.94]
[8,0.02,100,300,1600,0.65,0.24,0.11,0.11700000000000001,0.94]
[8,0.02,100,500,1200,0.64,0.24,0.12,0.11600000000000001,0.89]
[8,0.02,100,600,1200,0.64,0.24,0.12,0.12,0.87]
[8,0.02,200,400,1200,0.66,0.24,0.1,0.16,0.92]
[8,0.02,300,300,1200,0.67,0.24,0.09,0.20899999999999999,0.94]
[8,0.02,300,300,1600,0.68,0.24,0.08,0.26300000000000001,0.95]
[8,0.02,400,300,800,0.66,0.24,0.1,0.20100000000000001,0.93]
[8,0.02,400,300,1200,0.68,0.24,0.08,0.25600000000000001,0.95]
[8,0.02,400,500,1600,0.69,0.24,7.0000000000000007E-2,0.32500000000000001,0.93]
[8,0.02,500,300,2000,0.71,0.24,0.06,0.42699999999999999,0.96]
[8,0.02,500,500,1200,0.69,0.24,7.0000000000000007E-2,0.34399999999999997,0.92]
[8,0.02,600,300,1600,0.7,0.24,0.06,0.441,0.96]
[8,0.02,600,600,1200,0.7,0.24,0.06,0.39800000000000002,0.91]
[8,0.05,100,400,1600,0.72,0.26,0.02,0.89100000000000001,0.93]
[8,0.05,100,500,1600,0.72,0.26,0.02,0.91100000000000003,0.91]
[8,0.05,200,300,1000,0.72,0.26,0.02,1.518,0.93]
[8,0.05,200,600,1600,0.73,0.26,0.01,2.0489999999999999,0.91]
[8,0.05,300,300,1600,0.73,0.26,0.01,2.9279999999999999,0.95]
[8,0.05,300,400,2000,0.73,0.26,0.01,3.4159999999999999,0.95]
[8,0.05,300,600,1600,0.73,0.26,0.01,3.726,0.91]
[8,0.05,400,500,1600,0.73,0.26,0.01,5.1239999999999997,0.93]
[8,0.05,500,300,1200,0.73,0.26,0.01,4.0990000000000002,0.95]
[8,0.05,500,400,1600,0.73,0.26,0.01,6.8310000000000004,0.95]
[8,0.05,600,300,1600,0.74,0.26,0.01,8.1980000000000004,0.96]
[8,0.05,600,600,800,0.73,0.26,0.01,5.1239999999999997,0.9]
[8,0.05,600,600,1600,0.73,0.26,0.01,10.247,0.93]
[8,7.0000000000000007E-2,100,400,2000,0.71,0.28000000000000003,0.01,2.411,0.94]
[8,7.0000000000000007E-2,100,600,2000,0.71,0.28000000000000003,0.01,2.7330000000000001,0.91]
[8,7.0000000000000007E-2,200,400,1600,0.72,0.28000000000000003,0.01,6.8310000000000004,0.94]
[8,7.0000000000000007E-2,200,600,2000,0.71,0.28000000000000003,0.01,6.8310000000000004,0.92]
[8,7.0000000000000007E-2,300,500,1200,0.72,0.28000000000000003,0.01,10.247,0.91]
[8,7.0000000000000007E-2,300,500,2000,0.72,0.28000000000000003,0.01,10.247,0.94]
[8,7.0000000000000007E-2,400,400,2000,0.72,0.28000000000000003,0,20.494,0.95]
[8,7.0000000000000007E-2,400,600,1000,0.72,0.28000000000000003,0,20.494,0.9]
[8,7.0000000000000007E-2,500,300,2000,0.72,0.28000000000000003,0,20.494,0.97]
[8,7.0000000000000007E-2,500,600,2000,0.72,0.28000000000000003,0,20.494,0.93]
[8,7.0000000000000007E-2,600,300,2000,0.72,0.28000000000000003,0,20.494,0.97]
[8,7.0000000000000007E-2,600,600,1200,0.72,0.28000000000000003,0,20.494,0.92]
[8,0.1,100,400,2000,0.7,0.3,0.01,6.8310000000000004,0.94]
[8,0.1,200,300,800,0.7,0.28999999999999998,0,10.247,0.93]
[8,0.1,200,500,800,0.7,0.3,0,13.663,0.88]
[8,0.1,200,600,2000,0.7,0.3,0,13.663,0.92]
[8,0.1,300,500,800,0.7,0.3,0,20.494,0.9]
[8,0.1,300,500,2000,0.7,0.3,0,20.494,0.94]
[8,0.1,400,400,2000,0.7,0.3,0,20.494,0.95]
[8,0.1,400,500,800,0.7,0.3,0,20.494,0.9]
[8,0.1,500,400,1200,0.7,0.3,0,40.988999999999997,0.94]
[8,0.1,500,600,800,0.7,0.3,0,40.988999999999997,0.9]
[8,0.1,600,300,800,0.71,0.28999999999999998,0,40.988999999999997,0.95]
[8,0.1,600,500,1000,0.7,0.3,0,40.988999999999997,0.93]
[8,0.15,100,400,800,0.67,0.33,0,20.494,0.89]
[8,0.15,100,500,800,0.67,0.33,0,20.494,0.87]
[8,0.15,100,600,2000,0.67,0.33,0,20.494,0.91]
[8,0.15,200,600,800,0.67,0.33,0,40.988999999999997,0.87]
[8,0.15,300,300,800,0.67,0.33,0,40.988999999999997,0.93]
[8,0.15,300,500,1200,0.67,0.33,0,40.988999999999997,0.91]
[8,0.15,400,400,800,0.67,0.33,0,40.988999999999997,0.92]
[8,0.15,400,500,800,0.67,0.33,0,40.988999999999997,0.9]
[8,0.15,400,600,1000,0.67,0.33,0,40.988999999999997,0.9]
[8,0.15,500,400,800,0.67,0.33,0,40.988999999999997,0.93]
[8,0.15,500,600,1000,0.67,0.33,0,40.988999999999997,0.91]
[8,0.15,600,400,2000,0.67,0.33,0,0,0.96]
[8,0.15,600,600,800,0.67,0.33,0,0,0.91]
[8,0.18,100,400,1000,0.65,0.35,0,40.988999999999997,0.9]
[8,0.18,200,300,1200,0.66,0.34,0,40.988999999999997,0.94]
[8,0.18,200,500,1000,0.65,0.35,0,40.988999999999997,0.9]
[8,0.18,200,600,1000,0.65,0.35,0,40.988999999999997,0.88]
[8,0.18,300,400,1000,0.65,0.35,0,40.988999999999997,0.92]
[8,0.18,400,300,1000,0.66,0.34,0,40.988999999999997,0.95]
[8,0.18,400,400,1000,0.66,0.35,0,40.988999999999997,0.93]
[8,0.18,400,600,2000,0.65,0.35,0,40.988999999999997,0.93]
[8,0.18,500,300,1000,0.66,0.34,0,0,0.95]
[8,0.18,500,600,1000,0.65,0.35,0,0,0.91]
[8,0.18,600,400,1200,0.66,0.35,0,0,0.94]
[8,0.18,600,500,1000,0.65,0.35,0,0,0.93]
[8,0.2,100,400,1000,0.64,0.36,0,40.988999999999997,0.9]
[8,0.2,100,500,1000,0.63,0.37,0,40.988999999999997,0.88]
[8,0.2,200,300,1000,0.64,0.36,0,40.988999999999997,0.93]
[8,0.2,200,600,1000,0.63,0.37,0,40.988999999999997,0.88]
[8,0.2,300,300,2000,0.64,0.36,0,40.988999999999997,0.96]
[8,0.2,300,500,1000,0.64,0.37,0,40.988999999999997,0.91]
[8,0.2,400,300,1200,0.65,0.36,0,0,0.95]
[8,0.2,400,400,1600,0.64,0.36,0,0,0.94]
[8,0.2,500,300,1000,0.65,0.36,0,0,0.95]
[8,0.2,500,500,1200,0.64,0.37,0,0,0.93]
[8,0.2,600,300,1000,0.65,0.36,0,0,0.95]
[8,0.2,600,400,1200,0.64,0.36,0,0,0.94]
[7,0.02,100,300,1200,0.62,0.24,0.14000000000000001,0.10199999999999999,0.93]
[7,0.02,100,500,2000,0.66,0.24,0.1,0.13,0.92]
[7,0.02,100,600,1200,0.63,0.24,0.13,0.112,0.87]
[7,0.02,200,500,1200,0.65,0.24,0.11,0.153,0.9]
[7,0.02,200,600,1600,0.67,0.24,0.09,0.185,0.9]
[7,0.02,300,400,1200,0.66,0.24,0.1,0.188,0.92]
[7,0.02,400,300,1200,0.67,0.24,0.09,0.22,0.94]
[7,0.02,400,400,1000,0.66,0.24,0.1,0.2,0.92]
[7,0.02,400,600,1200,0.68,0.24,0.08,0.25900000000000001,0.9]
[7,0.02,500,500,1200,0.68,0.24,0.08,0.29499999999999998,0.92]
[7,0.02,500,600,2000,0.7,0.24,0.06,0.41799999999999998,0.93]
[7,0.02,600,400,1200,0.69,0.24,7.0000000000000007E-2,0.32,0.94]
[7,0.02,600,500,1200,0.69,0.24,7.0000000000000007E-2,0.33600000000000002,0.93]
[7,0.05,100,300,1600,0.72,0.26,0.02,0.85399999999999998,0.95]
[7,0.05,100,600,1200,0.72,0.26,0.02,0.85399999999999998,0.88]
[7,0.05,200,400,1600,0.73,0.26,0.01,1.952,0.93]
[7,0.05,200,600,1000,0.72,0.26,0.02,1.5760000000000001,0.88]
[7,0.05,300,400,1200,0.73,0.26,0.01,2.7330000000000001,0.93]
[7,0.05,300,600,1600,0.73,0.26,0.01,3.4159999999999999,0.91]
[7,0.05,400,300,800,0.73,0.26,0.01,2.157,0.94]
[7,0.05,400,500,1600,0.73,0.26,0.01,4.5540000000000003,0.93]
[7,0.05,500,400,1600,0.73,0.26,0.01,5.8559999999999999,0.95]
[7,0.05,500,500,1600,0.73,0.26,0.01,6.8310000000000004,0.93]
[7,0.05,600,300,1600,0.73,0.26,0.01,8.1980000000000004,0.96]
[7,0.05,600,400,1600,0.73,0.26,0.01,10.247,0.95]
[7,7.0000000000000007E-2,100,400,1000,0.71,0.28000000000000003,0.01,2.157,0.9]
[7,7.0000000000000007E-2,100,500,1600,0.71,0.28000000000000003,0.01,2.5619999999999998,0.91]
[7,7.0000000000000007E-2,100,600,1600,0.71,0.28000000000000003,0.01,2.7330000000000001,0.9]
[7,7.0000000000000007E-2,200,500,2000,0.71,0.28000000000000003,0.01,6.8310000000000004,0.93]
[7,7.0000000000000007E-2,300,300,1600,0.72,0.28000000000000003,0.01,8.1980000000000004,0.95]
[7,7.0000000000000007E-2,300,400,1600,0.72,0.28000000000000003,0.01,10.247,0.94]
[7,7.0000000000000007E-2,300,600,1600,0.72,0.28000000000000003,0,13.663,0.91]
[7,7.0000000000000007E-2,400,500,1600,0.72,0.28000000000000003,0,20.494,0.93]
[7,7.0000000000000007E-2,500,300,2000,0.72,0.28000000000000003,0,20.494,0.97]
[7,7.0000000000000007E-2,500,400,2000,0.72,0.28000000000000003,0,20.494,0.95]
[7,7.0000000000000007E-2,500,600,800,0.72,0.28000000000000003,0,20.494,0.9]
[7,7.0000000000000007E-2,600,300,2000,0.72,0.28000000000000003,0,20.494,0.97]
[7,7.0000000000000007E-2,600,600,2000,0.72,0.28000000000000003,0,20.494,0.94]
[7,0.1,100,400,1600,0.7,0.3,0.01,6.8310000000000004,0.93]
[7,0.1,100,500,2000,0.7,0.3,0.01,6.8310000000000004,0.93]
[7,0.1,200,400,2000,0.7,0.3,0,13.663,0.94]
[7,0.1,200,600,1000,0.7,0.3,0,13.663,0.88]
[7,0.1,300,300,2000,0.7,0.28999999999999998,0,20.494,0.96]
[7,0.1,300,600,2000,0.7,0.3,0,20.494,0.92]
[7,0.1,400,400,2000,0.7,0.3,0,20.494,0.95]
[7,0.1,400,500,2000,0.7,0.3,0,20.494,0.94]
[7,0.1,500,400,2000,0.7,0.3,0,40.988999999999997,0.95]
[7,0.1,500,500,1600,0.7,0.3,0,40.988999999999997,0.94]
[7,0.1,600,300,2000,0.71,0.28999999999999998,0,40.988999999999997,0.97]
[7,0.1,600,600,800,0.7,0.3,0,40.988999999999997,0.91]
[7,0.15,100,400,1000,0.67,0.33,0,20.494,0.9]
[7,0.15,100,500,2000,0.67,0.33,0,20.494,0.93]
[7,0.15,200,400,800,0.67,0.33,0,40.988999999999997,0.9]
[7,0.15,200,500,800,0.67,0.33,0,40.988999999999997,0.88]
[7,0.15,300,300,800,0.67,0.33,0,40.988999999999997,0.93]
[7,0.15,300,600,800,0.67,0.33,0,40.988999999999997,0.88]
[7,0.15,400,300,1600,0.68,0.33,0,40.988999999999997,0.96]
[7,0.15,400,500,800,0.67,0.33,0,40.988999999999997,0.9]
[7,0.15,500,400,800,0.67,0.33,0,40.988999999999997,0.93]
[7,0.15,500,400,1200,0.67,0.33,0,40.988999999999997,0.94]
[7,0.15,600,300,800,0.68,0.33,0,0,0.95]
[7,0.15,600,600,800,0.67,0.33,0,0,0.91]
[7,0.18,100,300,2000,0.66,0.34,0,40.988999999999997,0.96]
[7,0.18,100,500,800,0.65,0.35,0,40.988999999999997,0.87]
[7,0.18,100,600,800,0.65,0.35,0,40.988999999999997,0.85]
[7,0.18,200,400,1600,0.65,0.35,0,40.988999999999997,0.94]
[7,0.18,300,300,800,0.66,0.34,0,40.988999999999997,0.93]
[7,0.18,300,400,800,0.65,0.35,0,40.988999999999997,0.91]
[7,0.18,400,300,1000,0.66,0.34,0,40.988999999999997,0.95]
[7,0.18,400,500,800,0.65,0.35,0,40.988999999999997,0.9]
[7,0.18,500,300,1000,0.66,0.34,0,0,0.95]
[7,0.18,500,400,800,0.66,0.35,0,0,0.93]
[7,0.18,600,300,800,0.66,0.34,0,0,0.95]
[7,0.18,600,500,1000,0.65,0.35,0,0,0.93]
[7,0.18,600,600,1600,0.65,0.35,0,0,0.93]
[7,0.2,100,400,1000,0.64,0.36,0,40.988999999999997,0.9]
[7,0.2,100,500,1000,0.63,0.37,0,40.988999999999997,0.88]
[7,0.2,200,300,1200,0.64,0.36,0,40.988999999999997,0.94]
[7,0.2,200,600,1000,0.63,0.37,0,40.988999999999997,0.88]
[7,0.2,300,300,1000,0.64,0.36,0,40.988999999999997,0.94]
[7,0.2,300,600,800,0.63,0.37,0,40.988999999999997,0.88]
[7,0.2,400,400,1000,0.64,0.36,0,0,0.93]
[7,0.2,400,500,1000,0.64,0.37,0,0,0.91]
[7,0.2,500,300,1600,0.65,0.36,0,0,0.96]
[7,0.2,500,600,1000,0.63,0.37,0,0,0.91]
[7,0.2,600,300,1000,0.65,0.36,0,0,0.95]
[7,0.2,600,600,1000,0.63,0.37,0,0,0.91]
[6,0.02,100,400,1000,0.6,0.24,0.16,9.1999999999999998E-2,0.89]
[6,0.02,100,400,1200,0.61,0.24,0.15,9.9000000000000005E-2,0.91]
[6,0.02,200,300,800,0.6,0.24,0.16,0.10299999999999999,0.91]
[6,0.02,200,400,1000,0.62,0.24,0.14000000000000001,0.122,0.9]
[6,0.02,200,600,1200,0.64,0.24,0.12,0.14299999999999999,0.88]
[6,0.02,300,500,1600,0.67,0.24,0.09,0.223,0.92]
[6,0.02,300,600,1000,0.64,0.24,0.12,0.16400000000000001,0.88]
[6,0.02,400,400,1200,0.66,0.24,0.1,0.19,0.93]
[6,0.02,400,600,1200,0.66,0.24,0.09,0.215,0.9]
[6,0.02,500,500,1200,0.67,0.24,0.09,0.247,0.92]
[6,0.02,500,600,1200,0.67,0.24,0.09,0.253,0.9]
[6,0.02,600,500,800,0.66,0.24,0.1,0.20499999999999999,0.91]
[6,0.05,100,300,1200,0.71,0.26,0.03,0.73199999999999998,0.93]
[6,0.05,100,400,1200,0.71,0.26,0.03,0.75900000000000001,0.91]
[6,0.05,100,500,2000,0.72,0.26,0.02,0.93200000000000005,0.92]
[6,0.05,200,300,1200,0.72,0.26,0.02,1.3220000000000001,0.94]
[6,0.05,200,600,1200,0.72,0.26,0.02,1.64,0.89]
[6,0.05,300,300,1200,0.73,0.26,0.01,2.411,0.94]
[6,0.05,300,500,1200,0.73,0.26,0.01,2.9279999999999999,0.91]
[6,0.05,400,400,1200,0.73,0.26,0.01,3.4159999999999999,0.93]
[6,0.05,400,600,800,0.72,0.26,0.01,2.2770000000000001,0.89]
[6,0.05,500,300,1200,0.73,0.26,0.01,3.726,0.95]
[6,0.05,500,500,1600,0.73,0.26,0.01,5.8559999999999999,0.93]
[6,0.05,600,400,1600,0.73,0.26,0.01,8.1980000000000004,0.95]
[6,0.05,600,500,1200,0.73,0.26,0.01,5.8559999999999999,0.93]
[6,7.0000000000000007E-2,100,300,1600,0.71,0.28000000000000003,0.01,2.2770000000000001,0.95]
[6,7.0000000000000007E-2,100,500,1200,0.71,0.28000000000000003,0.01,2.411,0.89]
[6,7.0000000000000007E-2,200,300,1200,0.72,0.28000000000000003,0.01,5.8559999999999999,0.94]
[6,7.0000000000000007E-2,200,500,1600,0.71,0.28000000000000003,0.01,6.8310000000000004,0.92]
[6,7.0000000000000007E-2,300,400,800,0.72,0.28000000000000003,0.01,6.8310000000000004,0.91]
[6,7.0000000000000007E-2,300,400,1600,0.72,0.28000000000000003,0.01,10.247,0.94]
[6,7.0000000000000007E-2,400,300,1600,0.72,0.28000000000000003,0,20.494,0.96]
[6,7.0000000000000007E-2,400,400,2000,0.72,0.28000000000000003,0,20.494,0.95]
[6,7.0000000000000007E-2,400,600,1600,0.72,0.28000000000000003,0,20.494,0.92]
[6,7.0000000000000007E-2,500,500,1600,0.72,0.28000000000000003,0,20.494,0.93]
[6,7.0000000000000007E-2,600,300,2000,0.72,0.28000000000000003,0,20.494,0.97]
[6,7.0000000000000007E-2,600,500,800,0.72,0.28000000000000003,0,20.494,0.92]
[6,0.1,100,300,1600,0.7,0.28999999999999998,0.01,6.8310000000000004,0.95]
[6,0.1,100,500,2000,0.7,0.3,0.01,6.8310000000000004,0.93]
[6,0.1,200,300,1600,0.7,0.28999999999999998,0,10.247,0.95]
[6,0.1,200,500,1600,0.7,0.3,0,13.663,0.92]
[6,0.1,200,500,2000,0.7,0.3,0,13.663,0.93]
[6,0.1,300,400,1200,0.7,0.3,0,20.494,0.93]
[6,0.1,300,600,2000,0.7,0.3,0,20.494,0.92]
[6,0.1,400,300,2000,0.71,0.28999999999999998,0,20.494,0.96]
[6,0.1,500,300,800,0.71,0.28999999999999998,0,20.494,0.94]
[6,0.1,500,400,2000,0.7,0.3,0,40.988999999999997,0.95]
[6,0.1,500,500,2000,0.7,0.3,0,40.988999999999997,0.94]
[6,0.1,600,300,2000,0.71,0.28999999999999998,0,40.988999999999997,0.97]
[6,0.1,600,600,2000,0.7,0.3,0,40.988999999999997,0.94]
[6,0.15,100,300,2000,0.67,0.33,0,13.663,0.96]
[6,0.15,100,500,1200,0.67,0.33,0,20.494,0.9]
[6,0.15,200,400,2000,0.67,0.33,0,40.988999999999997,0.94]
[6,0.15,200,500,2000,0.67,0.33,0,40.988999999999997,0.93]
[6,0.15,300,400,800,0.67,0.33,0,40.988999999999997,0.91]
[6,0.15,300,400,2000,0.67,0.33,0,40.988999999999997,0.95]
[6,0.15,400,300,800,0.68,0.33,0,40.988999999999997,0.94]
[6,0.15,400,400,2000,0.67,0.33,0,40.988999999999997,0.95]
[6,0.15,400,600,2000,0.67,0.33,0,40.988999999999997,0.93]
[6,0.15,500,500,800,0.67,0.33,0,40.988999999999997,0.91]
[6,0.15,600,300,1200,0.68,0.33,0,0,0.96]
[6,0.15,600,400,2000,0.67,0.33,0,0,0.96]
[6,0.18,100,300,800,0.66,0.34,0,40.988999999999997,0.91]
[6,0.18,100,600,800,0.65,0.35,0,40.988999999999997,0.85]
[6,0.18,200,400,800,0.65,0.35,0,40.988999999999997,0.9]
[6,0.18,200,500,800,0.65,0.35,0,40.988999999999997,0.88]
[6,0.18,200,600,2000,0.65,0.35,0,40.988999999999997,0.92]
[6,0.18,300,400,800,0.65,0.35,0,40.988999999999997,0.91]
[6,0.18,400,300,800,0.66,0.34,0,40.988999999999997,0.94]
[6,0.18,400,500,1200,0.65,0.35,0,40.988999999999997,0.92]
[6,0.18,400,600,800,0.65,0.35,0,40.988999999999997,0.89]
[6,0.18,500,500,800,0.65,0.35,0,0,0.91]
[6,0.18,600,300,800,0.66,0.34,0,0,0.95]
[6,0.18,600,400,800,0.66,0.35,0,0,0.93]
[6,0.2,100,300,800,0.64,0.36,0,40.988999999999997,0.91]
[6,0.2,100,300,2000,0.64,0.36,0,40.988999999999997,0.96]
[6,0.2,100,600,800,0.63,0.37,0,40.988999999999997,0.85]
[6,0.2,200,400,1000,0.64,0.36,0,40.988999999999997,0.91]
[6,0.2,200,600,1200,0.63,0.37,0,40.988999999999997,0.89]
[6,0.2,300,400,800,0.64,0.36,0,40.988999999999997,0.91]
[6,0.2,300,600,1000,0.63,0.37,0,40.988999999999997,0.89]
[6,0.2,400,300,1000,0.65,0.36,0,0,0.95]
[6,0.2,400,600,800,0.63,0.37,0,0,0.89]
[6,0.2,500,400,1000,0.64,0.36,0,0,0.93]
[6,0.2,500,500,2000,0.64,0.37,0,0,0.94]
[6,0.2,600,300,1000,0.65,0.36,0,0,0.95]
[6,0.2,600,600,1000,0.63,0.37,0,0,0.91]
[5,0.02,100,400,1200,0.6,0.24,0.16,9.1999999999999998E-2,0.88]
[5,0.02,100,500,1000,0.57999999999999996,0.24,0.17,8.7999999999999995E-2,0.85]
[5,0.02,200,400,1000,0.6,0.24,0.16,0.108,0.87]
[5,0.02,200,600,800,0.59,0.24,0.16,0.10299999999999999,0.83]
[5,0.02,300,300,1000,0.61,0.24,0.15,0.127,0.89]
[5,0.02,300,600,1000,0.62,0.24,0.13,0.14000000000000001,0.84]
[5,0.02,300,600,2000,0.67,0.24,0.09,0.20799999999999999,0.88]
[5,0.02,400,500,1000,0.63,0.24,0.13,0.154,0.87]
[5,0.02,400,600,1000,0.64,0.24,0.12,0.158,0.85]
[5,0.02,500,500,1200,0.65,0.24,0.11,0.193,0.88]
[5,0.02,600,300,1000,0.65,0.24,0.11,0.17899999999999999,0.9]
[5,0.02,600,500,1200,0.66,0.24,0.1,0.21199999999999999,0.88]
[5,0.02,600,600,1000,0.66,0.24,0.1,0.19600000000000001,0.86]
[5,0.05,100,500,1000,0.71,0.26,0.03,0.68300000000000005,0.88]
[5,0.05,200,300,1200,0.72,0.26,0.02,1.1080000000000001,0.94]
[5,0.05,200,400,2000,0.73,0.26,0.01,1.863,0.94]
[5,0.05,300,300,1000,0.72,0.26,0.02,1.3660000000000001,0.94]
[5,0.05,300,500,1200,0.72,0.26,0.02,1.863,0.91]
[5,0.05,300,500,1600,0.73,0.26,0.01,2.5619999999999998,0.92]
[5,0.05,400,400,1200,0.73,0.26,0.01,2.157,0.93]
[5,0.05,400,500,1200,0.73,0.26,0.01,2.411,0.92]
[5,0.05,500,400,1000,0.73,0.26,0.01,2.157,0.93]
[5,0.05,500,600,1200,0.73,0.26,0.01,3.153,0.91]
[5,0.05,600,300,1200,0.73,0.26,0.01,2.9279999999999999,0.95]
[5,0.05,600,500,2000,0.73,0.26,0.01,10.247,0.94]
[5,7.0000000000000007E-2,100,400,1200,0.71,0.28000000000000003,0.01,2.0489999999999999,0.91]
[5,7.0000000000000007E-2,100,500,1200,0.71,0.28000000000000003,0.01,2.2770000000000001,0.89]
[5,7.0000000000000007E-2,200,400,1200,0.72,0.28000000000000003,0.01,5.8559999999999999,0.92]
[5,7.0000000000000007E-2,200,600,1200,0.71,0.28000000000000003,0.01,6.8310000000000004,0.89]
[5,7.0000000000000007E-2,300,300,1200,0.72,0.28000000000000003,0.01,8.1980000000000004,0.94]
[5,7.0000000000000007E-2,300,500,1000,0.72,0.28000000000000003,0.01,8.1980000000000004,0.9]
[5,7.0000000000000007E-2,400,400,1200,0.72,0.28000000000000003,0,20.494,0.93]
[5,7.0000000000000007E-2,400,400,1600,0.72,0.28000000000000003,0,20.494,0.94]
[5,7.0000000000000007E-2,500,300,2000,0.72,0.28000000000000003,0,20.494,0.96]
[5,7.0000000000000007E-2,500,400,1200,0.72,0.28000000000000003,0,20.494,0.94]
[5,7.0000000000000007E-2,500,600,1600,0.72,0.28000000000000003,0,20.494,0.92]
[5,7.0000000000000007E-2,600,500,1600,0.72,0.28000000000000003,0,20.494,0.94]
[5,0.1,100,300,1000,0.7,0.28999999999999998,0.01,6.8310000000000004,0.92]
[5,0.1,100,400,1600,0.7,0.3,0.01,6.8310000000000004,0.93]
[5,0.1,200,300,1600,0.7,0.28999999999999998,0,10.247,0.95]
[5,0.1,200,400,2000,0.7,0.3,0,13.663,0.94]
[5,0.1,200,600,1600,0.7,0.3,0,13.663,0.91]
[5,0.1,300,500,1600,0.7,0.3,0,20.494,0.93]
[5,0.1,400,300,1200,0.71,0.28999999999999998,0,20.494,0.95]
[5,0.1,400,400,1600,0.7,0.3,0,20.494,0.94]
[5,0.1,400,600,2000,0.7,0.3,0,20.494,0.93]
[5,0.1,500,400,1000,0.7,0.3,0,40.988999999999997,0.93]
[5,0.1,500,600,1600,0.7,0.3,0,40.988999999999997,0.92]
[5,0.1,600,400,2000,0.7,0.3,0,40.988999999999997,0.96]
[5,0.1,600,600,2000,0.7,0.3,0,40.988999999999997,0.94]
[5,0.15,100,400,1600,0.67,0.33,0,20.494,0.93]
[5,0.15,100,600,2000,0.67,0.33,0,20.494,0.91]
[5,0.15,200,300,1600,0.67,0.33,0,40.988999999999997,0.95]
[5,0.15,200,500,2000,0.67,0.33,0,40.988999999999997,0.93]
[5,0.15,300,400,2000,0.67,0.33,0,40.988999999999997,0.95]
[5,0.15,300,600,1000,0.67,0.33,0,40.988999999999997,0.89]
[5,0.15,400,300,2000,0.68,0.33,0,40.988999999999997,0.96]
[5,0.15,400,600,2000,0.67,0.33,0,40.988999999999997,0.93]
[5,0.15,500,300,2000,0.68,0.33,0,40.988999999999997,0.97]
[5,0.15,500,500,2000,0.67,0.33,0,40.988999999999997,0.94]
[5,0.15,500,600,2000,0.67,0.33,0,40.988999999999997,0.93]
[5,0.15,600,600,1200,0.67,0.33,0,0,0.92]
[5,0.18,100,300,2000,0.66,0.34,0,40.988999999999997,0.95]
[5,0.18,100,400,2000,0.65,0.35,0,40.988999999999997,0.94]
[5,0.18,200,300,1000,0.66,0.34,0,40.988999999999997,0.93]
[5,0.18,200,500,2000,0.65,0.35,0,40.988999999999997,0.93]
[5,0.18,300,400,800,0.65,0.35,0,40.988999999999997,0.91]
[5,0.18,300,500,2000,0.65,0.35,0,40.988999999999997,0.94]
[5,0.18,400,300,2000,0.66,0.34,0,40.988999999999997,0.96]
[5,0.18,400,600,800,0.65,0.35,0,40.988999999999997,0.89]
[5,0.18,400,600,1600,0.65,0.35,0,40.988999999999997,0.92]
[5,0.18,500,500,2000,0.65,0.35,0,0,0.94]
[5,0.18,500,600,800,0.65,0.35,0,0,0.9]
[5,0.18,600,500,1000,0.65,0.35,0,0,0.93]
[5,0.2,100,300,800,0.64,0.36,0,40.988999999999997,0.91]
[5,0.2,100,400,800,0.64,0.36,0,40.988999999999997,0.89]
[5,0.2,100,600,800,0.63,0.37,0,40.988999999999997,0.85]
[5,0.2,200,500,800,0.63,0.37,0,40.988999999999997,0.88]
[5,0.2,200,600,800,0.63,0.37,0,40.988999999999997,0.86]
[5,0.2,300,300,1600,0.64,0.36,0,40.988999999999997,0.95]
[5,0.2,400,300,800,0.65,0.36,0,0,0.94]
[5,0.2,400,400,800,0.64,0.36,0,0,0.92]
[5,0.2,400,600,1000,0.63,0.37,0,0,0.9]
[5,0.2,500,500,800,0.64,0.37,0,0,0.91]
[5,0.2,500,600,800,0.63,0.37,0,0,0.9]
[5,0.2,600,400,2000,0.64,0.36,0,0,0.96]
[5,0.2,600,500,800,0.64,0.37,0,0,0.92]
[4,0.02,100,300,1000,0.55000000000000004,0.24,0.21,6.8000000000000005E-2,0.81]
[4,0.02,100,500,1600,0.6,0.24,0.16,8.8999999999999996E-2,0.8]
[4,0.02,200,300,800,0.55000000000000004,0.24,0.21,7.4999999999999997E-2,0.8]
[4,0.02,200,500,1000,0.57999999999999996,0.24,0.18,0.09,0.77]
[4,0.02,300,400,1000,0.59,0.24,0.17,0.104,0.79]
[4,0.02,300,600,1000,0.59,0.24,0.16,0.111,0.76]
[4,0.02,400,300,1000,0.6,0.24,0.16,0.114,0.81]
[4,0.02,400,500,800,0.59,0.24,0.17,0.107,0.78]
[4,0.02,500,400,1000,0.61,0.24,0.15,0.13100000000000001,0.8]
[4,0.02,500,500,1000,0.62,0.24,0.14000000000000001,0.13100000000000001,0.79]
[4,0.02,600,300,1600,0.65,0.24,0.11,0.17199999999999999,0.84]
[4,0.02,600,400,1000,0.62,0.24,0.14000000000000001,0.13900000000000001,0.81]
[4,0.05,100,300,1000,0.7,0.26,0.04,0.53900000000000003,0.92]
[4,0.05,100,500,1000,0.7,0.26,0.04,0.58599999999999997,0.88]
[4,0.05,100,600,1000,0.7,0.26,0.04,0.64,0.86]
[4,0.05,200,500,1000,0.71,0.26,0.03,0.93200000000000005,0.89]
[4,0.05,200,600,800,0.71,0.26,0.03,0.85399999999999998,0.86]
[4,0.05,300,400,1000,0.71,0.26,0.02,1.171,0.92]
[4,0.05,400,300,1000,0.72,0.26,0.02,1.2809999999999999,0.94]
[4,0.05,400,400,1600,0.73,0.26,0.01,2.411,0.94]
[4,0.05,400,600,1000,0.72,0.26,0.02,1.64,0.89]
[4,0.05,500,400,1200,0.73,0.26,0.01,2.0489999999999999,0.94]
[4,0.05,600,300,1000,0.73,0.26,0.01,1.952,0.95]
[4,0.05,600,400,1000,0.73,0.26,0.01,2.157,0.94]
[4,0.05,600,600,1200,0.73,0.26,0.01,2.5619999999999998,0.91]
[4,7.0000000000000007E-2,100,400,800,0.71,0.28000000000000003,0.02,1.464,0.88]
[4,7.0000000000000007E-2,100,500,1200,0.71,0.28000000000000003,0.01,2.157,0.89]
[4,7.0000000000000007E-2,200,400,1200,0.71,0.28000000000000003,0.01,5.1239999999999997,0.92]
[4,7.0000000000000007E-2,200,600,1600,0.71,0.28000000000000003,0.01,6.8310000000000004,0.9]
[4,7.0000000000000007E-2,300,300,1200,0.72,0.28000000000000003,0.01,5.8559999999999999,0.94]
[4,7.0000000000000007E-2,300,600,1200,0.72,0.28000000000000003,0.01,13.663,0.9]
[4,7.0000000000000007E-2,400,300,1200,0.72,0.28000000000000003,0,20.494,0.95]
[4,7.0000000000000007E-2,400,500,1200,0.72,0.28000000000000003,0,20.494,0.92]
[4,7.0000000000000007E-2,500,400,1200,0.72,0.28000000000000003,0,20.494,0.94]
[4,7.0000000000000007E-2,500,600,1600,0.72,0.28000000000000003,0,20.494,0.92]
[4,7.0000000000000007E-2,600,300,1600,0.72,0.28000000000000003,0,20.494,0.96]
[4,7.0000000000000007E-2,600,600,1200,0.72,0.28000000000000003,0,20.494,0.92]
[4,7.0000000000000007E-2,600,600,1600,0.72,0.28000000000000003,0,20.494,0.93]
[4,0.1,100,600,1000,0.7,0.3,0.01,6.8310000000000004,0.86]
[4,0.1,100,600,1200,0.7,0.3,0.01,6.8310000000000004,0.88]
[4,0.1,200,400,1600,0.7,0.3,0,13.663,0.93]
[4,0.1,300,300,800,0.7,0.28999999999999998,0,20.494,0.93]
[4,0.1,300,500,1600,0.7,0.3,0,20.494,0.92]
[4,0.1,300,600,1600,0.7,0.3,0,20.494,0.91]
[4,0.1,400,500,1600,0.7,0.3,0,20.494,0.93]
[4,0.1,500,300,1600,0.71,0.28999999999999998,0,40.988999999999997,0.96]
[4,0.1,500,400,1600,0.7,0.3,0,40.988999999999997,0.95]
[4,0.1,600,300,1000,0.71,0.28999999999999998,0,40.988999999999997,0.95]
[4,0.1,600,500,1600,0.7,0.3,0,40.988999999999997,0.94]
[4,0.1,600,600,1600,0.7,0.3,0,40.988999999999997,0.93]
[4,0.15,100,400,800,0.67,0.33,0,20.494,0.89]
[4,0.15,100,500,1600,0.67,0.33,0,20.494,0.91]
[4,0.15,200,400,1600,0.67,0.33,0,40.988999999999997,0.93]
[4,0.15,200,600,1600,0.67,0.33,0,40.988999999999997,0.91]
[4,0.15,300,300,1600,0.67,0.33,0,40.988999999999997,0.95]
[4,0.15,300,500,2000,0.67,0.33,0,40.988999999999997,0.94]
[4,0.15,400,300,1200,0.68,0.33,0,40.988999999999997,0.95]
[4,0.15,400,500,1600,0.67,0.33,0,40.988999999999997,0.93]
[4,0.15,500,300,2000,0.68,0.33,0,40.988999999999997,0.96]
[4,0.15,500,600,800,0.67,0.33,0,40.988999999999997,0.9]
[4,0.15,600,400,2000,0.67,0.33,0,0,0.96]
[4,0.15,600,500,2000,0.67,0.33,0,0,0.95]
[4,0.18,100,400,1600,0.65,0.35,0,40.988999999999997,0.93]
[4,0.18,100,400,2000,0.65,0.35,0,40.988999999999997,0.94]
[4,0.18,200,300,2000,0.66,0.34,0,40.988999999999997,0.96]
[4,0.18,200,500,1200,0.65,0.35,0,40.988999999999997,0.9]
[4,0.18,200,600,2000,0.65,0.35,0,40.988999999999997,0.92]
[4,0.18,300,500,2000,0.65,0.35,0,40.988999999999997,0.94]
[4,0.18,400,300,800,0.66,0.34,0,40.988999999999997,0.94]
[4,0.18,400,400,2000,0.66,0.35,0,40.988999999999997,0.95]
[4,0.18,500,300,2000,0.66,0.34,0,0,0.97]
[4,0.18,500,500,1600,0.65,0.35,0,0,0.94]
[4,0.18,500,600,2000,0.65,0.35,0,0,0.93]
[4,0.18,600,500,2000,0.65,0.35,0,0,0.95]
[4,0.18,600,600,1200,0.65,0.35,0,0,0.92]
[4,0.2,100,400,2000,0.64,0.36,0,40.988999999999997,0.94]
[4,0.2,200,300,800,0.64,0.36,0,40.988999999999997,0.92]
[4,0.2,200,500,800,0.63,0.37,0,40.988999999999997,0.88]
[4,0.2,200,600,2000,0.63,0.37,0,40.988999999999997,0.92]
[4,0.2,300,500,800,0.64,0.37,0,40.988999999999997,0.89]
[4,0.2,300,500,2000,0.64,0.37,0,40.988999999999997,0.94]
[4,0.2,400,400,800,0.64,0.36,0,0,0.92]
[4,0.2,500,300,800,0.65,0.36,0,0,0.94]
[4,0.2,500,400,1200,0.64,0.36,0,0,0.94]
[4,0.2,500,600,800,0.63,0.37,0,0,0.9]
[4,0.2,600,500,800,0.64,0.37,0,0,0.92]
[3,0.02,100,300,800,0.48,0.24,0.28000000000000003,5.2999999999999999E-2,0.66]
[3,0.02,100,400,800,0.48,0.24,0.28000000000000003,5.3999999999999999E-2,0.64]
[3,0.02,200,300,800,0.5,0.24,0.26,6.0999999999999999E-2,0.65]
[3,0.02,200,400,1600,0.56000000000000005,0.24,0.2,8.4000000000000005E-2,0.67]
[3,0.02,200,600,800,0.52,0.24,0.24,6.5000000000000002E-2,0.6]
[3,0.02,300,300,800,0.52,0.24,0.24,6.8000000000000005E-2,0.65]
[3,0.02,300,500,1200,0.55000000000000004,0.24,0.2,8.5000000000000006E-2,0.65]
[3,0.02,400,400,800,0.54,0.24,0.22,7.8E-2,0.64]
[3,0.02,400,600,1000,0.56000000000000005,0.24,0.2,8.6999999999999994E-2,0.64]
[3,0.02,500,400,800,0.55000000000000004,0.24,0.21,8.5999999999999993E-2,0.65]
[3,0.02,500,600,800,0.56000000000000005,0.24,0.2,8.7999999999999995E-2,0.64]
[3,0.02,600,400,1000,0.56999999999999995,0.24,0.19,9.7000000000000003E-2,0.67]
[3,0.02,600,400,2000,0.61,0.24,0.15,0.126,0.71]
[3,0.05,100,400,800,0.68,0.26,0.06,0.41,0.88]
[3,0.05,100,600,1000,0.69,0.26,0.04,0.50600000000000001,0.86]
[3,0.05,200,300,1200,0.71,0.26,0.03,0.75900000000000001,0.93]
[3,0.05,200,500,1000,0.7,0.26,0.04,0.73199999999999998,0.89]
[3,0.05,200,600,1000,0.7,0.26,0.03,0.745,0.87]
[3,0.05,300,400,1000,0.71,0.26,0.03,0.93200000000000005,0.91]
[3,0.05,400,300,1000,0.71,0.26,0.03,1.0249999999999999,0.94]
[3,0.05,400,400,1000,0.71,0.26,0.03,1.0509999999999999,0.92]
[3,0.05,400,600,2000,0.73,0.26,0.01,2.2770000000000001,0.92]
[3,0.05,500,500,1000,0.72,0.26,0.02,1.3660000000000001,0.91]
[3,0.05,500,600,1000,0.72,0.26,0.02,1.413,0.9]
[3,0.05,600,400,1200,0.72,0.26,0.02,1.708,0.94]
[3,7.0000000000000007E-2,100,300,1000,0.71,0.28000000000000003,0.02,1.242,0.92]
[3,7.0000000000000007E-2,100,400,1000,0.71,0.28000000000000003,0.02,1.3660000000000001,0.9]
[3,7.0000000000000007E-2,200,300,800,0.71,0.28000000000000003,0.02,1.64,0.92]
[3,7.0000000000000007E-2,200,500,1000,0.71,0.28000000000000003,0.01,2.5619999999999998,0.89]
[3,7.0000000000000007E-2,200,500,1200,0.71,0.28000000000000003,0.01,3.4159999999999999,0.9]
[3,7.0000000000000007E-2,300,300,2000,0.72,0.28000000000000003,0.01,8.1980000000000004,0.96]
[3,7.0000000000000007E-2,300,500,1000,0.71,0.28000000000000003,0.01,3.726,0.9]
[3,7.0000000000000007E-2,400,300,1200,0.72,0.28000000000000003,0.01,8.1980000000000004,0.95]
[3,7.0000000000000007E-2,400,600,1200,0.72,0.28000000000000003,0,10.247,0.9]
[3,7.0000000000000007E-2,500,300,1000,0.72,0.28000000000000003,0.01,8.1980000000000004,0.95]
[3,7.0000000000000007E-2,500,500,1200,0.72,0.28000000000000003,0,20.494,0.92]
[3,7.0000000000000007E-2,600,400,1200,0.72,0.28000000000000003,0,20.494,0.94]
[3,7.0000000000000007E-2,600,600,1600,0.72,0.28000000000000003,0,20.494,0.93]
[3,0.1,100,300,1200,0.7,0.28999999999999998,0.01,6.8310000000000004,0.93]
[3,0.1,100,600,1200,0.7,0.3,0.01,6.8310000000000004,0.88]
[3,0.1,200,300,1200,0.7,0.28999999999999998,0,10.247,0.94]
[3,0.1,200,500,1200,0.7,0.3,0,13.663,0.9]
[3,0.1,300,400,1200,0.7,0.3,0,20.494,0.93]
[3,0.1,300,600,800,0.7,0.3,0,20.494,0.87]
[3,0.1,400,300,1200,0.71,0.28999999999999998,0,20.494,0.95]
[3,0.1,400,500,1600,0.7,0.3,0,20.494,0.93]
[3,0.1,400,600,2000,0.7,0.3,0,20.494,0.93]
[3,0.1,500,500,1200,0.7,0.3,0,40.988999999999997,0.92]
[3,0.1,600,300,1600,0.71,0.28999999999999998,0,40.988999999999997,0.96]
[3,0.1,600,500,1200,0.7,0.3,0,40.988999999999997,0.93]
[3,0.1,600,600,1600,0.7,0.3,0,40.988999999999997,0.93]
[3,0.15,100,500,1600,0.67,0.33,0,20.494,0.91]
[3,0.15,100,600,1000,0.67,0.33,0,20.494,0.86]
[3,0.15,200,400,1600,0.67,0.33,0,40.988999999999997,0.93]
[3,0.15,300,300,1600,0.67,0.33,0,40.988999999999997,0.95]
[3,0.15,300,400,2000,0.67,0.33,0,40.988999999999997,0.95]
[3,0.15,300,600,1600,0.67,0.33,0,40.988999999999997,0.91]
[3,0.15,400,300,1600,0.68,0.33,0,40.988999999999997,0.96]
[3,0.15,400,600,1200,0.67,0.33,0,40.988999999999997,0.9]
[3,0.15,500,400,1600,0.67,0.33,0,40.988999999999997,0.95]
[3,0.15,500,500,1600,0.67,0.33,0,40.988999999999997,0.93]
[3,0.15,600,500,800,0.67,0.33,0,0,0.92]
[3,0.15,600,600,1600,0.67,0.33,0,0,0.93]
[3,0.18,100,400,2000,0.65,0.35,0,40.988999999999997,0.94]
[3,0.18,100,500,2000,0.65,0.35,0,40.988999999999997,0.93]
[3,0.18,200,400,1600,0.65,0.35,0,40.988999999999997,0.93]
[3,0.18,200,600,2000,0.65,0.35,0,40.988999999999997,0.92]
[3,0.18,300,400,1200,0.65,0.35,0,40.988999999999997,0.93]
[3,0.18,300,600,1600,0.65,0.35,0,40.988999999999997,0.91]
[3,0.18,300,600,2000,0.65,0.35,0,40.988999999999997,0.92]
[3,0.18,400,500,1000,0.65,0.35,0,40.988999999999997,0.91]
[3,0.18,500,300,2000,0.66,0.34,0,0,0.96]
[3,0.18,500,400,2000,0.66,0.35,0,0,0.95]
[3,0.18,600,300,2000,0.66,0.34,0,0,0.97]
[3,0.18,600,500,2000,0.65,0.35,0,0,0.95]
[3,0.18,600,600,2000,0.65,0.35,0,0,0.94]
[3,0.2,100,400,1600,0.64,0.36,0,40.988999999999997,0.93]
[3,0.2,200,300,2000,0.64,0.36,0,40.988999999999997,0.96]
[3,0.2,200,400,2000,0.64,0.36,0,40.988999999999997,0.94]
[3,0.2,200,600,1000,0.63,0.37,0,40.988999999999997,0.88]
[3,0.2,300,500,2000,0.64,0.37,0,40.988999999999997,0.94]
[3,0.2,300,600,2000,0.63,0.37,0,40.988999999999997,0.92]
[3,0.2,400,400,2000,0.64,0.36,0,0,0.95]
[3,0.2,400,500,2000,0.64,0.37,0,0,0.94]
[3,0.2,500,400,800,0.64,0.36,0,0,0.93]
[3,0.2,600,300,1200,0.65,0.36,0,0,0.96]
[3,0.2,600,300,2000,0.65,0.36,0,0,0.97]
[3,0.2,600,600,800,0.63,0.37,0,0,0.9]
[2,0.02,100,400,1000,0.42,0.24,0.34,4.4999999999999998E-2,0.43]
[2,0.02,100,500,2000,0.48,0.24,0.28000000000000003,5.5E-2,0.42]
[2,0.02,200,400,800,0.42,0.24,0.34,4.5999999999999999E-2,0.42]
[2,0.02,200,600,2000,0.49,0.24,0.27,0.06,0.39]
[2,0.02,300,500,800,0.44,0.24,0.32,0.05,0.4]
[2,0.02,300,600,800,0.44,0.24,0.31,5.0999999999999997E-2,0.4]
[2,0.02,400,300,1600,0.49,0.24,0.27,6.0999999999999999E-2,0.4]
[2,0.02,400,500,800,0.45,0.24,0.31,5.2999999999999999E-2,0.4]
[2,0.02,500,400,800,0.46,0.24,0.3,5.6000000000000001E-2,0.41]
[2,0.02,500,600,1000,0.48,0.24,0.28000000000000003,0.06,0.39]
[2,0.02,600,300,800,0.47,0.24,0.28999999999999998,5.7000000000000002E-2,0.41]
[2,0.02,600,600,800,0.48,0.24,0.28000000000000003,5.8999999999999997E-2,0.39]
[2,0.05,100,300,2000,0.7,0.26,0.04,0.52500000000000002,0.92]
[2,0.05,100,500,800,0.66,0.26,0.08,0.27900000000000003,0.83]
[2,0.05,200,400,800,0.67,0.26,7.0000000000000007E-2,0.34699999999999998,0.86]
[2,0.05,200,400,1600,0.7,0.26,0.04,0.63100000000000001,0.9]
[2,0.05,300,300,800,0.68,0.26,0.06,0.39800000000000002,0.89]
[2,0.05,300,500,1000,0.69,0.26,0.05,0.52500000000000002,0.87]
[2,0.05,400,300,1000,0.7,0.26,0.04,0.56899999999999995,0.91]
[2,0.05,400,500,800,0.69,0.26,0.05,0.53200000000000003,0.87]
[2,0.05,500,300,1000,0.7,0.26,0.04,0.67200000000000004,0.91]
[2,0.05,500,500,2000,0.72,0.26,0.02,1.171,0.92]
[2,0.05,600,300,800,0.7,0.26,0.04,0.68300000000000005,0.91]
[2,0.05,600,500,1000,0.71,0.26,0.03,0.80400000000000005,0.89]
[2,0.05,600,600,1600,0.72,0.26,0.02,1.079,0.9]
[2,7.0000000000000007E-2,100,400,1000,0.7,0.28000000000000003,0.02,0.97599999999999998,0.89]
[2,7.0000000000000007E-2,200,300,1000,0.7,0.28000000000000003,0.02,1.413,0.93]
[2,7.0000000000000007E-2,200,500,1000,0.7,0.28000000000000003,0.02,1.518,0.89]
[2,7.0000000000000007E-2,200,600,1000,0.7,0.28000000000000003,0.02,1.64,0.87]
[2,7.0000000000000007E-2,300,500,1000,0.71,0.28000000000000003,0.01,1.708,0.9]
[2,7.0000000000000007E-2,300,600,2000,0.72,0.28000000000000003,0.01,10.247,0.92]
[2,7.0000000000000007E-2,400,400,1000,0.71,0.28000000000000003,0.01,2.411,0.92]
[2,7.0000000000000007E-2,500,300,1000,0.72,0.28000000000000003,0.01,4.0990000000000002,0.94]
[2,7.0000000000000007E-2,500,300,1600,0.72,0.28000000000000003,0,8.1980000000000004,0.96]
[2,7.0000000000000007E-2,500,600,1000,0.71,0.28000000000000003,0.01,4.0990000000000002,0.9]
[2,7.0000000000000007E-2,600,300,1000,0.72,0.28000000000000003,0.01,4.5540000000000003,0.95]
[2,7.0000000000000007E-2,600,500,1200,0.72,0.28000000000000003,0,6.8310000000000004,0.93]
[2,0.1,100,400,2000,0.7,0.3,0.01,6.8310000000000004,0.94]
[2,0.1,100,600,1200,0.7,0.3,0.01,4.5540000000000003,0.87]
[2,0.1,200,300,1200,0.7,0.28999999999999998,0.01,5.8559999999999999,0.93]
[2,0.1,200,500,1600,0.7,0.3,0,13.663,0.92]
[2,0.1,300,400,1200,0.7,0.3,0,20.494,0.92]
[2,0.1,300,500,1200,0.7,0.3,0,20.494,0.91]
[2,0.1,400,400,1000,0.7,0.3,0,20.494,0.92]
[2,0.1,400,600,1200,0.7,0.3,0,20.494,0.9]
[2,0.1,500,300,1200,0.71,0.28999999999999998,0,20.494,0.95]
[2,0.1,500,500,2000,0.7,0.3,0,40.988999999999997,0.94]
[2,0.1,500,600,1200,0.7,0.3,0,40.988999999999997,0.91]
[2,0.1,600,500,1200,0.7,0.3,0,40.988999999999997,0.93]
[2,0.1,600,600,1600,0.7,0.3,0,40.988999999999997,0.93]
[2,0.15,100,400,1200,0.67,0.33,0,20.494,0.91]
[2,0.15,100,600,1600,0.67,0.33,0,20.494,0.9]
[2,0.15,200,500,1000,0.67,0.33,0,40.988999999999997,0.89]
[2,0.15,200,600,1200,0.67,0.33,0,40.988999999999997,0.89]
[2,0.15,300,400,1600,0.67,0.33,0,40.988999999999997,0.94]
[2,0.15,300,600,800,0.67,0.33,0,40.988999999999997,0.87]
[2,0.15,400,400,1200,0.67,0.33,0,40.988999999999997,0.93]
[2,0.15,400,600,1600,0.67,0.33,0,40.988999999999997,0.92]
[2,0.15,500,400,1600,0.67,0.33,0,40.988999999999997,0.95]
[2,0.15,500,500,1600,0.67,0.33,0,40.988999999999997,0.93]
[2,0.15,600,400,1600,0.67,0.33,0,0,0.95]
[2,0.18,100,300,1000,0.66,0.34,0,40.988999999999997,0.92]
[2,0.18,100,300,1600,0.66,0.34,0,40.988999999999997,0.94]
[2,0.18,100,600,1600,0.65,0.35,0,40.988999999999997,0.9]
[2,0.18,200,400,2000,0.65,0.35,0,40.988999999999997,0.94]
[2,0.18,200,500,1600,0.65,0.35,0,40.988999999999997,0.92]
[2,0.18,300,400,1600,0.65,0.35,0,40.988999999999997,0.94]
[2,0.18,300,500,1600,0.65,0.35,0,40.988999999999997,0.92]
[2,0.18,400,300,1600,0.66,0.34,0,40.988999999999997,0.96]
[2,0.18,400,600,1600,0.65,0.35,0,40.988999999999997,0.92]
[2,0.18,500,400,1000,0.66,0.35,0,0,0.93]
[2,0.18,500,500,1600,0.65,0.35,0,0,0.93]
[2,0.18,600,300,2000,0.66,0.34,0,0,0.97]
[2,0.18,600,500,800,0.65,0.35,0,0,0.92]
[2,0.2,100,300,1600,0.64,0.36,0,40.988999999999997,0.94]
[2,0.2,100,500,2000,0.63,0.37,0,40.988999999999997,0.92]
[2,0.2,200,300,1600,0.64,0.36,0,40.988999999999997,0.95]
[2,0.2,200,500,1600,0.63,0.37,0,40.988999999999997,0.92]
[2,0.2,300,300,2000,0.64,0.36,0,40.988999999999997,0.96]
[2,0.2,300,400,1200,0.64,0.36,0,40.988999999999997,0.93]
[2,0.2,300,600,2000,0.63,0.37,0,40.988999999999997,0.92]
[2,0.2,400,500,2000,0.64,0.37,0,0,0.94]
[2,0.2,500,300,800,0.65,0.36,0,0,0.94]
[2,0.2,500,400,2000,0.64,0.36,0,0,0.95]
[2,0.2,600,300,2000,0.65,0.36,0,0,0.97]
[2,0.2,600,400,1600,0.64,0.36,0,0,0.95]
[2,0.2,600,600,2000,0.63,0.37,0,0,0.93]
[1,0.02,100,300,2000,0.28999999999999998,0.24,0.47,3.3000000000000002E-2,0.1]
[1,0.02,200,300,1000,0.28000000000000003,0.24,0.48,3.3000000000000002E-2,0.14000000000000001]
[1,0.02,200,400,2000,0.28999999999999998,0.24,0.47,3.4000000000000002E-2,0.09]
[1,0.02,200,500,2000,0.28999999999999998,0.24,0.47,3.4000000000000002E-2,0.09]
[1,0.02,300,400,800,0.28000000000000003,0.24,0.48,3.3000000000000002E-2,0.13]
[1,0.02,300,600,2000,0.28999999999999998,0.24,0.47,3.4000000000000002E-2,0.08]
[1,0.02,400,500,800,0.28000000000000003,0.24,0.48,3.3000000000000002E-2,0.11]
[1,0.02,400,600,1600,0.28999999999999998,0.24,0.47,3.4000000000000002E-2,0.08]
[1,0.02,500,400,2000,0.28999999999999998,0.24,0.47,3.4000000000000002E-2,7.0000000000000007E-2]
[1,0.02,600,300,800,0.28000000000000003,0.24,0.47,3.4000000000000002E-2,0.11]
[1,0.02,600,300,1200,0.28999999999999998,0.24,0.47,3.4000000000000002E-2,0.09]
[1,0.02,600,600,2000,0.28999999999999998,0.24,0.47,3.4000000000000002E-2,7.0000000000000007E-2]
[1,0.05,100,300,800,0.54,0.26,0.2,8.6999999999999994E-2,0.56999999999999995]
[1,0.05,100,600,800,0.55000000000000004,0.26,0.18,9.5000000000000001E-2,0.52]
[1,0.05,200,400,800,0.56000000000000005,0.26,0.18,9.9000000000000005E-2,0.56000000000000005]
[1,0.05,200,500,800,0.56000000000000005,0.26,0.17,0.10100000000000001,0.55000000000000004]
[1,0.05,200,600,2000,0.62,0.26,0.12,0.13800000000000001,0.52]
[1,0.05,300,600,800,0.57999999999999996,0.26,0.16,0.11,0.54]
[1,0.05,400,300,800,0.57999999999999996,0.26,0.16,0.111,0.57999999999999996]
[1,0.05,400,600,1000,0.6,0.26,0.14000000000000001,0.12,0.53]
[1,0.05,500,400,800,0.59,0.26,0.14000000000000001,0.11899999999999999,0.56000000000000005]
[1,0.05,500,500,800,0.6,0.26,0.14000000000000001,0.12,0.54]
[1,0.05,600,300,800,0.6,0.26,0.14000000000000001,0.121,0.56000000000000005]
[1,0.05,600,600,800,0.61,0.27,0.13,0.125,0.53]
[1,7.0000000000000007E-2,100,300,800,0.64,0.28000000000000003,0.08,0.253,0.81]
[1,7.0000000000000007E-2,100,500,1600,0.68,0.28000000000000003,0.04,0.53900000000000003,0.83]
[1,7.0000000000000007E-2,100,600,800,0.65,0.28000000000000003,7.0000000000000007E-2,0.29499999999999998,0.76]
[1,7.0000000000000007E-2,200,400,1000,0.67,0.28000000000000003,0.05,0.41,0.82]
[1,7.0000000000000007E-2,200,600,1200,0.68,0.28000000000000003,0.04,0.53200000000000003,0.81]
[1,7.0000000000000007E-2,300,400,800,0.67,0.28000000000000003,0.05,0.41,0.82]
[1,7.0000000000000007E-2,300,600,1000,0.68,0.28000000000000003,0.04,0.53200000000000003,0.81]
[1,7.0000000000000007E-2,400,500,800,0.68,0.28000000000000003,0.04,0.51200000000000001,0.82]
[1,7.0000000000000007E-2,500,300,1000,0.69,0.28000000000000003,0.03,0.64,0.86]
[1,7.0000000000000007E-2,500,400,1000,0.69,0.28000000000000003,0.03,0.69499999999999995,0.85]
[1,7.0000000000000007E-2,600,300,1000,0.69,0.28000000000000003,0.03,0.745,0.87]
[1,7.0000000000000007E-2,600,500,1000,0.69,0.28000000000000003,0.03,0.80400000000000005,0.84]
[1,7.0000000000000007E-2,600,600,1000,0.69,0.28000000000000003,0.03,0.85399999999999998,0.83]
[1,0.1,100,500,1000,0.68,0.3,0.02,1.1080000000000001,0.86]
[1,0.1,100,600,800,0.68,0.3,0.03,0.872,0.82]
[1,0.1,200,400,1000,0.69,0.3,0.02,1.2809999999999999,0.89]
[1,0.1,200,600,1200,0.69,0.3,0.01,2.157,0.87]
[1,0.1,300,400,1600,0.7,0.3,0.01,3.726,0.92]
[1,0.1,300,600,1000,0.69,0.3,0.01,2.157,0.87]
[1,0.1,400,400,1200,0.7,0.3,0.01,3.153,0.92]
[1,0.1,400,500,1200,0.7,0.3,0.01,3.153,0.9]
[1,0.1,500,400,1000,0.7,0.3,0.01,2.9279999999999999,0.92]
[1,0.1,500,600,1200,0.7,0.3,0.01,3.726,0.9]
[1,0.1,600,400,800,0.7,0.3,0.01,2.9279999999999999,0.92]
[1,0.1,600,500,1200,0.7,0.3,0.01,4.0990000000000002,0.92]
[1,0.15,100,400,1200,0.67,0.33,0,20.494,0.91]
[1,0.15,100,400,2000,0.67,0.33,0,20.494,0.94]
[1,0.15,200,300,1200,0.67,0.33,0,40.988999999999997,0.93]
[1,0.15,200,400,1200,0.67,0.33,0,40.988999999999997,0.92]
[1,0.15,200,600,1200,0.67,0.33,0,40.988999999999997,0.88]
[1,0.15,300,500,1200,0.67,0.33,0,40.988999999999997,0.91]
[1,0.15,300,600,1200,0.67,0.33,0,40.988999999999997,0.89]
[1,0.15,400,500,800,0.67,0.33,0,40.988999999999997,0.9]
[1,0.15,500,300,1200,0.68,0.33,0,40.988999999999997,0.95]
[1,0.15,500,400,1200,0.67,0.33,0,40.988999999999997,0.93]
[1,0.15,600,300,1600,0.68,0.33,0,0,0.96]
[1,0.15,600,500,1200,0.67,0.33,0,0,0.93]
[1,0.18,100,300,1600,0.66,0.34,0,40.988999999999997,0.94]
[1,0.18,100,400,1200,0.65,0.35,0,40.988999999999997,0.91]
[1,0.18,200,300,1200,0.66,0.34,0,40.988999999999997,0.93]
[1,0.18,200,300,1600,0.66,0.34,0,40.988999999999997,0.95]
[1,0.18,300,300,800,0.66,0.34,0,40.988999999999997,0.93]
[1,0.18,300,300,1200,0.66,0.34,0,40.988999999999997,0.94]
[1,0.18,300,500,1600,0.65,0.35,0,40.988999999999997,0.92]
[1,0.18,400,300,2000,0.66,0.34,0,40.988999999999997,0.96]
[1,0.18,400,600,1600,0.65,0.35,0,40.988999999999997,0.92]
[1,0.18,500,300,1600,0.66,0.34,0,0,0.96]
[1,0.18,500,600,1200,0.65,0.35,0,0,0.91]
[1,0.18,600,400,1600,0.66,0.35,0,0,0.95]
[1,0.18,600,500,1600,0.65,0.35,0,0,0.94]
[1,0.2,100,400,800,0.64,0.36,0,40.988999999999997,0.88]
[1,0.2,100,600,1600,0.63,0.37,0,40.988999999999997,0.9]
[1,0.2,200,300,1600,0.64,0.36,0,40.988999999999997,0.95]
[1,0.2,200,400,2000,0.64,0.36,0,40.988999999999997,0.94]
[1,0.2,200,600,1600,0.63,0.37,0,40.988999999999997,0.9]
[1,0.2,300,500,1600,0.64,0.37,0,40.988999999999997,0.92]
[1,0.2,400,300,1200,0.65,0.36,0,0,0.95]
[1,0.2,400,400,1600,0.64,0.36,0,0,0.94]
[1,0.2,400,600,2000,0.63,0.37,0,0,0.93]
[1,0.2,500,600,800,0.63,0.37,0,0,0.89]
[1,0.2,500,600,1600,0.63,0.37,0,0,0.92]
[1,0.2,600,400,2000,0.64,0.36,0,0,0.95]
[1,0.2,600,600,2000,0.63,0.37,0,0,0.93]
[0.9,0.02,100,500,2000,0.26,0.24,0.5,3.2000000000000001E-2,7.0000000000000007E-2]
[0.9,0.02,100,600,2000,0.26,0.24,0.5,3.2000000000000001E-2,7.0000000000000007E-2]
[0.9,0.02,200,500,1200,0.26,0.24,0.5,3.2000000000000001E-2,0.09]
[0.9,0.02,200,500,2000,0.26,0.24,0.5,3.2000000000000001E-2,7.0000000000000007E-2]
[0.9,0.02,300,400,2000,0.26,0.24,0.5,3.2000000000000001E-2,7.0000000000000007E-2]
[0.9,0.02,300,600,1000,0.26,0.24,0.5,3.2000000000000001E-2,0.09]
[0.9,0.02,400,300,2000,0.26,0.24,0.5,3.2000000000000001E-2,0.06]
[0.9,0.02,400,600,2000,0.26,0.24,0.5,3.2000000000000001E-2,0.06]
[0.9,0.02,500,300,2000,0.26,0.24,0.5,3.2000000000000001E-2,0.06]
[0.9,0.02,500,500,2000,0.26,0.24,0.5,3.2000000000000001E-2,0.06]
[0.9,0.02,600,400,2000,0.26,0.24,0.5,3.2000000000000001E-2,0.06]
[0.9,0.02,600,600,1200,0.26,0.24,0.5,3.2000000000000001E-2,7.0000000000000007E-2]
[0.9,0.05,100,300,2000,0.57999999999999996,0.26,0.16,0.1,0.45]
[0.9,0.05,100,600,2000,0.57999999999999996,0.26,0.16,0.10199999999999999,0.42]
[0.9,0.05,200,300,1000,0.54,0.26,0.19,8.7999999999999995E-2,0.49]
[0.9,0.05,200,500,2000,0.59,0.26,0.15,0.106,0.41]
[0.9,0.05,300,400,800,0.55000000000000004,0.26,0.19,0.09,0.48]
[0.9,0.05,300,500,2000,0.59,0.26,0.15,0.112,0.39]
[0.9,0.05,400,300,2000,0.59,0.26,0.14000000000000001,0.112,0.39]
[0.9,0.05,400,600,800,0.56000000000000005,0.27,0.18,9.6000000000000002E-2,0.44]
[0.9,0.05,500,400,1200,0.57999999999999996,0.26,0.16,0.10299999999999999,0.42]
[0.9,0.05,500,500,800,0.56999999999999995,0.26,0.17,9.8000000000000004E-2,0.44]
[0.9,0.05,600,400,800,0.56999999999999995,0.26,0.17,0.10100000000000001,0.44]
[0.9,0.05,600,500,1000,0.57999999999999996,0.26,0.16,0.104,0.42]
[0.9,7.0000000000000007E-2,100,300,800,0.63,0.28000000000000003,0.09,0.20300000000000001,0.77]
[0.9,7.0000000000000007E-2,100,600,800,0.64,0.28000000000000003,0.08,0.22900000000000001,0.72]
[0.9,7.0000000000000007E-2,200,300,2000,0.69,0.28000000000000003,0.03,0.55400000000000005,0.84]
[0.9,7.0000000000000007E-2,200,500,800,0.65,0.28000000000000003,7.0000000000000007E-2,0.26400000000000001,0.75]
[0.9,7.0000000000000007E-2,300,400,800,0.66,0.28000000000000003,0.06,0.30599999999999999,0.77]
[0.9,7.0000000000000007E-2,300,500,1200,0.67,0.28000000000000003,0.05,0.41,0.79]
[0.9,7.0000000000000007E-2,400,300,800,0.67,0.28000000000000003,0.06,0.34399999999999997,0.8]
[0.9,7.0000000000000007E-2,400,400,800,0.67,0.28000000000000003,0.06,0.36299999999999999,0.78]
[0.9,7.0000000000000007E-2,400,600,1000,0.68,0.28000000000000003,0.05,0.43099999999999999,0.77]
[0.9,7.0000000000000007E-2,500,500,800,0.67,0.28000000000000003,0.05,0.41799999999999998,0.78]
[0.9,7.0000000000000007E-2,600,300,1000,0.68,0.28000000000000003,0.04,0.50600000000000001,0.82]
[0.9,7.0000000000000007E-2,600,400,1000,0.68,0.28000000000000003,0.04,0.50600000000000001,0.81]
[0.9,0.1,100,300,1200,0.68,0.28999999999999998,0.02,0.93200000000000005,0.9]
[0.9,0.1,100,500,1000,0.68,0.3,0.03,0.91100000000000003,0.85]
[0.9,0.1,100,600,1000,0.68,0.3,0.02,0.93200000000000005,0.83]
[0.9,0.1,200,400,1000,0.68,0.3,0.02,1.0509999999999999,0.88]
[0.9,0.1,300,300,1000,0.69,0.28999999999999998,0.02,1.242,0.9]
[0.9,0.1,300,400,1000,0.69,0.3,0.02,1.3220000000000001,0.89]
[0.9,0.1,300,500,2000,0.7,0.3,0.01,5.1239999999999997,0.91]
[0.9,0.1,400,300,1000,0.69,0.28999999999999998,0.02,1.5760000000000001,0.91]
[0.9,0.1,400,600,1000,0.69,0.3,0.01,1.952,0.87]
[0.9,0.1,500,400,1200,0.7,0.3,0.01,2.411,0.91]
[0.9,0.1,500,500,1000,0.69,0.3,0.01,2.411,0.89]
[0.9,0.1,600,400,1000,0.7,0.3,0.01,2.411,0.91]
[0.9,0.1,600,500,1000,0.7,0.3,0.01,2.411,0.9]
[0.9,0.15,100,300,1000,0.67,0.33,0,6.8310000000000004,0.92]
[0.9,0.15,100,500,1200,0.67,0.33,0,20.494,0.89]
[0.9,0.15,200,300,2000,0.67,0.33,0,40.988999999999997,0.95]
[0.9,0.15,200,500,1000,0.67,0.33,0,40.988999999999997,0.89]
[0.9,0.15,300,300,1200,0.67,0.33,0,40.988999999999997,0.94]
[0.9,0.15,300,400,1600,0.67,0.33,0,40.988999999999997,0.93]
[0.9,0.15,300,600,1200,0.67,0.33,0,40.988999999999997,0.89]
[0.9,0.15,400,500,1200,0.67,0.33,0,40.988999999999997,0.91]
[0.9,0.15,500,300,1000,0.68,0.33,0,40.988999999999997,0.94]
[0.9,0.15,500,400,1200,0.67,0.33,0,40.988999999999997,0.93]
[0.9,0.15,600,300,1200,0.68,0.33,0,0,0.95]
[0.9,0.15,600,500,2000,0.67,0.33,0,0,0.94]
[0.9,0.15,600,600,1200,0.67,0.33,0,0,0.91]
[0.9,0.18,100,500,1200,0.65,0.35,0,40.988999999999997,0.89]
[0.9,0.18,200,300,1200,0.66,0.34,0,40.988999999999997,0.93]
[0.9,0.18,200,400,1200,0.65,0.35,0,40.988999999999997,0.92]
[0.9,0.18,300,300,1200,0.66,0.34,0,40.988999999999997,0.94]
[0.9,0.18,300,400,1000,0.65,0.35,0,40.988999999999997,0.92]
[0.9,0.18,300,600,1200,0.65,0.35,0,40.988999999999997,0.89]
[0.9,0.18,400,500,1200,0.65,0.35,0,40.988999999999997,0.91]
[0.9,0.18,400,600,2000,0.65,0.35,0,40.988999999999997,0.93]
[0.9,0.18,500,400,1200,0.66,0.35,0,0,0.93]
[0.9,0.18,500,600,1600,0.65,0.35,0,0,0.92]
[0.9,0.18,600,300,1600,0.66,0.34,0,0,0.96]
[0.9,0.18,600,600,1200,0.65,0.35,0,0,0.91]
[0.9,0.2,100,400,1600,0.64,0.36,0,40.988999999999997,0.92]
[0.9,0.2,100,600,1000,0.63,0.37,0,40.988999999999997,0.86]
[0.9,0.2,200,300,1600,0.64,0.36,0,40.988999999999997,0.95]
[0.9,0.2,200,600,1600,0.63,0.37,0,40.988999999999997,0.9]
[0.9,0.2,300,300,800,0.64,0.36,0,40.988999999999997,0.93]
[0.9,0.2,300,500,1600,0.64,0.37,0,40.988999999999997,0.92]
[0.9,0.2,400,400,1600,0.64,0.36,0,0,0.94]
[0.9,0.2,400,500,1600,0.64,0.37,0,0,0.93]
[0.9,0.2,500,300,1600,0.65,0.36,0,0,0.96]
[0.9,0.2,500,400,1600,0.64,0.36,0,0,0.94]
[0.9,0.2,600,300,1000,0.65,0.36,0,0,0.95]
[0.9,0.2,600,500,1600,0.64,0.37,0,0,0.94]
[0.9,0.2,600,600,1600,0.63,0.37,0,0,0.93]
[0.8,0.02,100,500,2000,0.23,0.24,0.53,0.03,0.06]
[0.8,0.02,200,300,1600,0.23,0.24,0.53,0.03,7.0000000000000007E-2]
[0.8,0.02,200,500,2000,0.23,0.24,0.53,0.03,0.05]
[0.8,0.02,200,600,1600,0.23,0.24,0.53,0.03,0.06]
[0.8,0.02,300,500,1600,0.23,0.24,0.53,0.03,0.06]
[0.8,0.02,400,300,2000,0.23,0.24,0.53,0.03,0.05]
[0.8,0.02,400,500,1000,0.23,0.24,0.53,0.03,7.0000000000000007E-2]
[0.8,0.02,500,300,1600,0.23,0.24,0.53,0.03,0.05]
[0.8,0.02,500,300,2000,0.23,0.24,0.52,0.03,0.05]
[0.8,0.02,500,600,800,0.23,0.24,0.53,0.03,7.0000000000000007E-2]
[0.8,0.02,600,400,2000,0.23,0.24,0.52,0.03,0.04]
[0.8,0.02,600,500,2000,0.23,0.24,0.52,0.03,0.04]
[0.8,0.05,100,400,1600,0.53,0.26,0.21,7.8E-2,0.35]
[0.8,0.05,100,600,2000,0.54,0.26,0.2,8.2000000000000003E-2,0.3]
[0.8,0.05,200,300,2000,0.54,0.26,0.2,8.3000000000000004E-2,0.31]
[0.8,0.05,200,500,1200,0.52,0.26,0.22,7.6999999999999999E-2,0.35]
[0.8,0.05,300,400,2000,0.55000000000000004,0.26,0.19,8.5000000000000006E-2,0.28999999999999998]
[0.8,0.05,300,500,2000,0.55000000000000004,0.26,0.19,8.5000000000000006E-2,0.28000000000000003]
[0.8,0.05,400,400,2000,0.55000000000000004,0.26,0.19,8.5999999999999993E-2,0.27]
[0.8,0.05,400,600,2000,0.55000000000000004,0.27,0.19,8.7999999999999995E-2,0.26]
[0.8,0.05,500,300,2000,0.55000000000000004,0.26,0.19,8.6999999999999994E-2,0.27]
[0.8,0.05,500,500,1600,0.55000000000000004,0.27,0.19,8.5000000000000006E-2,0.28000000000000003]
[0.8,0.05,500,600,2000,0.55000000000000004,0.27,0.18,8.7999999999999995E-2,0.25]
[0.8,0.05,600,500,800,0.53,0.27,0.21,8.1000000000000003E-2,0.32]
[0.8,7.0000000000000007E-2,100,400,1000,0.63,0.28000000000000003,0.09,0.192,0.7]
[0.8,7.0000000000000007E-2,100,400,2000,0.67,0.28000000000000003,0.05,0.33900000000000002,0.75]
[0.8,7.0000000000000007E-2,200,300,800,0.62,0.28000000000000003,0.1,0.189,0.71]
[0.8,7.0000000000000007E-2,200,500,800,0.63,0.28000000000000003,0.09,0.19600000000000001,0.68]
[0.8,7.0000000000000007E-2,200,600,2000,0.68,0.28000000000000003,0.04,0.39400000000000002,0.74]
[0.8,7.0000000000000007E-2,300,500,800,0.64,0.28000000000000003,0.08,0.224,0.69]
[0.8,7.0000000000000007E-2,400,300,1600,0.68,0.28000000000000003,0.05,0.373,0.76]
[0.8,7.0000000000000007E-2,400,600,800,0.65,0.28000000000000003,7.0000000000000007E-2,0.27300000000000002,0.69]
[0.8,7.0000000000000007E-2,500,300,800,0.66,0.28000000000000003,7.0000000000000007E-2,0.27700000000000002,0.74]
[0.8,7.0000000000000007E-2,500,400,1200,0.67,0.28000000000000003,0.05,0.34699999999999998,0.74]
[0.8,7.0000000000000007E-2,500,600,800,0.66,0.28000000000000003,0.06,0.29899999999999999,0.7]
[0.8,7.0000000000000007E-2,600,500,800,0.66,0.28000000000000003,0.06,0.32300000000000001,0.72]
[0.8,0.1,100,300,1000,0.67,0.28999999999999998,0.04,0.57699999999999996,0.86]
[0.8,0.1,100,400,1600,0.69,0.3,0.02,1.206,0.88]
[0.8,0.1,200,300,800,0.67,0.28999999999999998,0.04,0.58599999999999997,0.86]
[0.8,0.1,200,500,1000,0.68,0.3,0.03,0.82,0.84]
[0.8,0.1,300,300,1000,0.68,0.28999999999999998,0.02,0.89100000000000001,0.88]
[0.8,0.1,300,500,800,0.68,0.3,0.03,0.83699999999999997,0.84]
[0.8,0.1,400,300,1000,0.69,0.28999999999999998,0.02,1.1080000000000001,0.89]
[0.8,0.1,400,400,800,0.68,0.3,0.02,1,0.86]
[0.8,0.1,400,600,1000,0.69,0.3,0.02,1.3220000000000001,0.85]
[0.8,0.1,500,500,1000,0.69,0.3,0.01,1.518,0.87]
[0.8,0.1,500,600,1600,0.7,0.3,0.01,2.9279999999999999,0.88]
[0.8,0.1,600,400,1000,0.69,0.3,0.01,1.64,0.89]
[0.8,0.1,600,500,1000,0.69,0.3,0.01,1.952,0.88]
[0.8,0.15,100,300,1200,0.67,0.33,0,5.8559999999999999,0.92]
[0.8,0.15,100,600,1000,0.66,0.33,0,5.8559999999999999,0.86]
[0.8,0.15,200,300,1000,0.67,0.33,0,4.5540000000000003,0.92]
[0.8,0.15,200,500,800,0.67,0.33,0,4.0990000000000002,0.87]
[0.8,0.15,300,400,1000,0.67,0.33,0,10.247,0.91]
[0.8,0.15,300,500,1000,0.67,0.33,0,20.494,0.9]
[0.8,0.15,400,300,1600,0.68,0.33,0,40.988999999999997,0.95]
[0.8,0.15,400,600,1000,0.67,0.33,0,20.494,0.89]
[0.8,0.15,500,400,1200,0.67,0.33,0,40.988999999999997,0.93]
[0.8,0.15,500,600,1000,0.67,0.33,0,20.494,0.9]
[0.8,0.15,600,400,1000,0.67,0.33,0,40.988999999999997,0.93]
[0.8,0.15,600,400,1200,0.67,0.33,0,0,0.94]
[0.8,0.18,100,300,800,0.66,0.34,0,10.247,0.9]
[0.8,0.18,100,400,1000,0.65,0.35,0,40.988999999999997,0.89]
[0.8,0.18,100,600,1200,0.65,0.35,0,40.988999999999997,0.87]
[0.8,0.18,200,500,1600,0.65,0.35,0,40.988999999999997,0.92]
[0.8,0.18,300,300,1200,0.66,0.34,0,40.988999999999997,0.94]
[0.8,0.18,300,400,1200,0.65,0.35,0,40.988999999999997,0.92]
[0.8,0.18,300,600,1200,0.65,0.35,0,40.988999999999997,0.89]
[0.8,0.18,400,500,1200,0.65,0.35,0,40.988999999999997,0.91]
[0.8,0.18,400,600,1200,0.65,0.35,0,40.988999999999997,0.9]
[0.8,0.18,500,500,800,0.65,0.35,0,0,0.91]
[0.8,0.18,600,300,1200,0.66,0.34,0,0,0.95]
[0.8,0.18,600,400,1200,0.66,0.35,0,0,0.94]
[0.8,0.18,600,600,1600,0.65,0.35,0,0,0.92]
[0.8,0.2,100,300,1200,0.64,0.36,0,40.988999999999997,0.93]
[0.8,0.2,100,600,1200,0.63,0.37,0,40.988999999999997,0.87]
[0.8,0.2,200,300,1200,0.64,0.36,0,40.988999999999997,0.93]
[0.8,0.2,200,500,1200,0.63,0.37,0,40.988999999999997,0.9]
[0.8,0.2,300,300,1600,0.64,0.36,0,40.988999999999997,0.95]
[0.8,0.2,300,600,800,0.63,0.37,0,40.988999999999997,0.87]
[0.8,0.2,400,300,1200,0.65,0.36,0,0,0.95]
[0.8,0.2,400,500,1600,0.64,0.37,0,0,0.93]
[0.8,0.2,500,400,1600,0.64,0.36,0,0,0.94]
[0.8,0.2,500,500,1200,0.64,0.37,0,0,0.92]
[0.8,0.2,600,300,1600,0.65,0.36,0,0,0.96]
[0.8,0.2,600,500,1200,0.64,0.37,0,0,0.93]
[0.8,0.2,600,600,1600,0.63,0.37,0,0,0.92]
[0.7,0.02,100,500,1600,0.2,0.24,0.56000000000000005,2.8000000000000001E-2,0.05]
[0.7,0.02,200,400,800,0.2,0.24,0.56000000000000005,2.8000000000000001E-2,7.0000000000000007E-2]
[0.7,0.02,200,400,1600,0.2,0.24,0.56000000000000005,2.8000000000000001E-2,0.05]
[0.7,0.02,300,300,1600,0.2,0.24,0.55000000000000004,2.9000000000000001E-2,0.05]
[0.7,0.02,300,500,1600,0.2,0.24,0.55000000000000004,2.9000000000000001E-2,0.04]
[0.7,0.02,300,600,1600,0.2,0.24,0.55000000000000004,2.9000000000000001E-2,0.04]
[0.7,0.02,400,500,1600,0.2,0.24,0.55000000000000004,2.9000000000000001E-2,0.04]
[0.7,0.02,400,600,1200,0.2,0.24,0.55000000000000004,2.9000000000000001E-2,0.05]
[0.7,0.02,500,400,1600,0.2,0.24,0.55000000000000004,2.9000000000000001E-2,0.04]
[0.7,0.02,600,300,1600,0.21,0.24,0.55000000000000004,2.9000000000000001E-2,0.04]
[0.7,0.02,600,500,800,0.2,0.24,0.55000000000000004,2.8000000000000001E-2,0.05]
[0.7,0.02,600,600,1600,0.21,0.24,0.55000000000000004,2.9000000000000001E-2,0.04]
[0.7,0.05,100,400,2000,0.49,0.26,0.25,6.4000000000000001E-2,0.22]
[0.7,0.05,100,500,2000,0.49,0.26,0.25,6.4000000000000001E-2,0.21]
[0.7,0.05,200,400,1600,0.48,0.26,0.25,6.4000000000000001E-2,0.23]
[0.7,0.05,200,600,2000,0.49,0.27,0.25,6.5000000000000002E-2,0.19]
[0.7,0.05,300,400,1200,0.48,0.26,0.26,6.3E-2,0.24]
[0.7,0.05,300,600,1600,0.49,0.27,0.25,6.5000000000000002E-2,0.2]
[0.7,0.05,400,400,2000,0.49,0.27,0.24,6.6000000000000003E-2,0.18]
[0.7,0.05,500,300,800,0.48,0.26,0.26,6.3E-2,0.25]
[0.7,0.05,500,300,2000,0.5,0.27,0.24,6.6000000000000003E-2,0.18]
[0.7,0.05,500,600,2000,0.5,0.27,0.24,6.7000000000000004E-2,0.16]
[0.7,0.05,600,300,2000,0.5,0.27,0.24,6.7000000000000004E-2,0.17]
[0.7,0.05,600,500,2000,0.5,0.27,0.24,6.7000000000000004E-2,0.16]
[0.7,7.0000000000000007E-2,100,400,2000,0.65,0.28000000000000003,0.08,0.22500000000000001,0.59]
[0.7,7.0000000000000007E-2,100,500,1200,0.62,0.28000000000000003,0.11,0.16300000000000001,0.57999999999999996]
[0.7,7.0000000000000007E-2,200,300,2000,0.65,0.28000000000000003,7.0000000000000007E-2,0.24,0.6]
[0.7,7.0000000000000007E-2,200,400,2000,0.65,0.28000000000000003,7.0000000000000007E-2,0.24399999999999999,0.59]
[0.7,7.0000000000000007E-2,300,400,800,0.61,0.28000000000000003,0.11,0.161,0.6]
[0.7,7.0000000000000007E-2,300,500,2000,0.66,0.28000000000000003,0.06,0.26800000000000002,0.59]
[0.7,7.0000000000000007E-2,300,600,2000,0.66,0.28000000000000003,0.06,0.27300000000000002,0.57999999999999996]
[0.7,7.0000000000000007E-2,400,400,2000,0.66,0.28000000000000003,0.06,0.28100000000000003,0.6]
[0.7,7.0000000000000007E-2,500,300,2000,0.66,0.28000000000000003,0.06,0.28899999999999998,0.61]
[0.7,7.0000000000000007E-2,500,600,800,0.63,0.28000000000000003,0.09,0.19600000000000001,0.56999999999999995]
[0.7,7.0000000000000007E-2,600,300,800,0.64,0.28000000000000003,0.08,0.20300000000000001,0.6]
[0.7,7.0000000000000007E-2,600,600,800,0.64,0.28000000000000003,0.08,0.215,0.56000000000000005]
[0.7,0.1,100,400,800,0.65,0.3,0.06,0.36299999999999999,0.78]
[0.7,0.1,100,500,800,0.65,0.3,0.05,0.39800000000000002,0.76]
[0.7,0.1,100,600,2000,0.69,0.3,0.02,1.171,0.83]
[0.7,0.1,200,400,800,0.66,0.3,0.05,0.436,0.79]
[0.7,0.1,300,300,800,0.67,0.28999999999999998,0.04,0.49399999999999999,0.82]
[0.7,0.1,300,400,1200,0.68,0.3,0.03,0.77300000000000002,0.83]
[0.7,0.1,300,600,800,0.67,0.3,0.03,0.57699999999999996,0.78]
[0.7,0.1,400,500,800,0.67,0.3,0.03,0.67200000000000004,0.81]
[0.7,0.1,500,300,800,0.68,0.3,0.03,0.71899999999999997,0.85]
[0.7,0.1,500,400,800,0.68,0.3,0.03,0.75900000000000001,0.83]
[0.7,0.1,500,600,1000,0.68,0.3,0.02,1,0.82]
[0.7,0.1,600,300,2000,0.7,0.28999999999999998,0.01,2.411,0.9]
[0.7,0.1,600,600,800,0.68,0.3,0.02,1,0.82]
[0.7,0.15,100,400,1000,0.66,0.33,0.01,3.726,0.89]
[0.7,0.15,100,600,1200,0.66,0.33,0,6.8310000000000004,0.87]
[0.7,0.15,200,400,800,0.66,0.33,0.01,3.4159999999999999,0.89]
[0.7,0.15,200,600,1000,0.66,0.33,0,5.1239999999999997,0.87]
[0.7,0.15,300,300,1000,0.67,0.33,0,5.8559999999999999,0.93]
[0.7,0.15,300,500,1000,0.67,0.33,0,5.8559999999999999,0.89]
[0.7,0.15,400,400,1000,0.67,0.33,0,6.8310000000000004,0.92]
[0.7,0.15,400,500,2000,0.67,0.33,0,40.988999999999997,0.93]
[0.7,0.15,500,300,1000,0.67,0.33,0,8.1980000000000004,0.94]
[0.7,0.15,500,600,1000,0.67,0.33,0,8.1980000000000004,0.9]
[0.7,0.15,600,300,1200,0.68,0.33,0,20.494,0.95]
[0.7,0.15,600,500,1000,0.67,0.33,0,10.247,0.92]
[0.7,0.18,100,400,1000,0.65,0.35,0,20.494,0.89]
[0.7,0.18,100,600,800,0.65,0.35,0,8.1980000000000004,0.84]
[0.7,0.18,200,300,1000,0.66,0.34,0,40.988999999999997,0.92]
[0.7,0.18,200,600,1000,0.65,0.35,0,40.988999999999997,0.87]
[0.7,0.18,200,600,2000,0.65,0.35,0,40.988999999999997,0.91]
[0.7,0.18,300,500,1000,0.65,0.35,0,40.988999999999997,0.9]
[0.7,0.18,400,300,1200,0.66,0.34,0,40.988999999999997,0.94]
[0.7,0.18,400,500,1200,0.65,0.35,0,40.988999999999997,0.91]
[0.7,0.18,500,300,1000,0.66,0.34,0,0,0.94]
[0.7,0.18,500,500,1200,0.65,0.35,0,0,0.92]
[0.7,0.18,500,600,1000,0.65,0.35,0,0,0.9]
[0.7,0.18,600,500,1000,0.65,0.35,0,0,0.92]
[0.7,0.2,100,300,1200,0.64,0.36,0,40.988999999999997,0.93]
[0.7,0.2,100,400,2000,0.64,0.36,0,40.988999999999997,0.94]
[0.7,0.2,100,600,1200,0.63,0.37,0,40.988999999999997,0.87]
[0.7,0.2,200,500,1200,0.63,0.37,0,40.988999999999997,0.9]
[0.7,0.2,200,500,1600,0.63,0.37,0,40.988999999999997,0.92]
[0.7,0.2,300,400,1200,0.64,0.36,0,40.988999999999997,0.92]
[0.7,0.2,300,500,1200,0.64,0.37,0,40.988999999999997,0.91]
[0.7,0.2,400,500,800,0.64,0.37,0,0,0.9]
[0.7,0.2,400,600,1200,0.63,0.37,0,0,0.9]
[0.7,0.2,500,300,1200,0.65,0.36,0,0,0.95]
[0.7,0.2,500,500,2000,0.64,0.37,0,0,0.94]
[0.7,0.2,600,400,1200,0.64,0.36,0,0,0.94]
[0.7,0.2,600,500,1200,0.64,0.37,0,0,0.93]
[0.6,0.02,100,400,1200,0.17,0.24,0.57999999999999996,2.7E-2,0.05]
[0.6,0.02,100,600,1200,0.17,0.24,0.57999999999999996,2.7E-2,0.05]
[0.6,0.02,200,400,1600,0.18,0.24,0.57999999999999996,2.7E-2,0.04]
[0.6,0.02,200,500,1000,0.17,0.24,0.57999999999999996,2.7E-2,0.05]
[0.6,0.02,300,400,1200,0.17,0.24,0.57999999999999996,2.7E-2,0.04]
[0.6,0.02,300,400,1600,0.18,0.24,0.57999999999999996,2.7E-2,0.04]
[0.6,0.02,400,300,2000,0.18,0.24,0.57999999999999996,2.7E-2,0.03]
[0.6,0.02,400,500,1600,0.18,0.24,0.57999999999999996,2.7E-2,0.03]
[0.6,0.02,400,600,1600,0.18,0.24,0.57999999999999996,2.7E-2,0.03]
[0.6,0.02,500,400,1600,0.18,0.24,0.57999999999999996,2.7E-2,0.03]
[0.6,0.02,600,300,1600,0.18,0.24,0.57999999999999996,2.7E-2,0.03]
[0.6,0.02,600,400,1600,0.18,0.24,0.57999999999999996,2.7E-2,0.03]
[0.6,0.05,100,300,1000,0.41,0.26,0.33,4.9000000000000002E-2,0.21]
[0.6,0.05,100,500,1600,0.43,0.27,0.31,5.0999999999999997E-2,0.15]
[0.6,0.05,100,600,1600,0.43,0.27,0.31,5.1999999999999998E-2,0.15]
[0.6,0.05,200,400,2000,0.43,0.27,0.31,5.2999999999999999E-2,0.13]
[0.6,0.05,300,300,1600,0.43,0.27,0.31,5.1999999999999998E-2,0.14000000000000001]
[0.6,0.05,300,400,1600,0.43,0.27,0.31,5.1999999999999998E-2,0.14000000000000001]
[0.6,0.05,400,300,1200,0.43,0.27,0.31,5.1999999999999998E-2,0.15]
[0.6,0.05,400,300,1600,0.43,0.27,0.31,5.2999999999999999E-2,0.13]
[0.6,0.05,400,600,1600,0.43,0.27,0.31,5.2999999999999999E-2,0.12]
[0.6,0.05,500,400,1000,0.43,0.27,0.31,5.1999999999999998E-2,0.15]
[0.6,0.05,500,500,1600,0.43,0.27,0.31,5.2999999999999999E-2,0.12]
[0.6,0.05,600,300,2000,0.43,0.27,0.3,5.2999999999999999E-2,0.11]
[0.6,0.05,600,600,2000,0.44,0.27,0.3,5.3999999999999999E-2,0.1]
[0.6,7.0000000000000007E-2,100,300,1600,0.59,0.28000000000000003,0.14000000000000001,0.121,0.42]
[0.6,7.0000000000000007E-2,100,500,2000,0.6,0.28000000000000003,0.12,0.13600000000000001,0.38]
[0.6,7.0000000000000007E-2,200,300,1600,0.59,0.28000000000000003,0.13,0.127,0.4]
[0.6,7.0000000000000007E-2,200,600,2000,0.61,0.28000000000000003,0.11,0.14499999999999999,0.36]
[0.6,7.0000000000000007E-2,300,300,2000,0.61,0.28000000000000003,0.11,0.14499999999999999,0.37]
[0.6,7.0000000000000007E-2,300,600,1000,0.57999999999999996,0.28000000000000003,0.14000000000000001,0.122,0.39]
[0.6,7.0000000000000007E-2,300,600,2000,0.61,0.28000000000000003,0.11,0.15,0.35]
[0.6,7.0000000000000007E-2,400,500,2000,0.61,0.28000000000000003,0.11,0.154,0.35]
[0.6,7.0000000000000007E-2,500,300,800,0.59,0.28000000000000003,0.14000000000000001,0.122,0.42]
[0.6,7.0000000000000007E-2,500,400,2000,0.61,0.28000000000000003,0.11,0.155,0.36]
[0.6,7.0000000000000007E-2,600,300,2000,0.62,0.28000000000000003,0.1,0.159,0.37]
[0.6,7.0000000000000007E-2,600,600,800,0.6,0.28000000000000003,0.12,0.13300000000000001,0.38]
[0.6,0.1,100,300,1000,0.64,0.3,7.0000000000000007E-2,0.26100000000000001,0.73]
[0.6,0.1,100,500,2000,0.67,0.3,0.03,0.55400000000000005,0.77]
[0.6,0.1,200,400,800,0.64,0.3,7.0000000000000007E-2,0.27700000000000002,0.72]
[0.6,0.1,200,500,2000,0.68,0.3,0.03,0.621,0.77]
[0.6,0.1,300,300,2000,0.68,0.3,0.02,0.65100000000000002,0.8]
[0.6,0.1,300,600,800,0.65,0.3,0.05,0.33600000000000002,0.7]
[0.6,0.1,300,600,1600,0.67,0.3,0.03,0.56100000000000005,0.75]
[0.6,0.1,400,500,800,0.66,0.3,0.05,0.373,0.73]
[0.6,0.1,400,600,800,0.66,0.3,0.04,0.38300000000000001,0.72]
[0.6,0.1,500,500,1000,0.67,0.3,0.03,0.48199999999999998,0.75]
[0.6,0.1,600,300,800,0.67,0.3,0.04,0.44600000000000001,0.78]
[0.6,0.1,600,400,800,0.67,0.3,0.04,0.47099999999999997,0.76]
[0.6,0.1,600,600,2000,0.69,0.3,0.01,1.413,0.79]
[0.6,0.15,100,500,800,0.66,0.33,0.01,1.782,0.84]
[0.6,0.15,100,600,800,0.66,0.33,0.01,2.0489999999999999,0.82]
[0.6,0.15,200,300,1600,0.67,0.33,0,6.8310000000000004,0.93]
[0.6,0.15,300,300,800,0.67,0.33,0.01,2.7330000000000001,0.91]
[0.6,0.15,300,400,800,0.66,0.33,0.01,2.9279999999999999,0.89]
[0.6,0.15,300,600,1000,0.66,0.33,0.01,4.5540000000000003,0.87]
[0.6,0.15,400,500,800,0.66,0.33,0.01,4.0990000000000002,0.88]
[0.6,0.15,400,500,1000,0.67,0.33,0,4.5540000000000003,0.89]
[0.6,0.15,500,400,2000,0.67,0.33,0,40.988999999999997,0.94]
[0.6,0.15,500,500,800,0.67,0.33,0,4.0990000000000002,0.89]
[0.6,0.15,600,300,1000,0.67,0.33,0,5.8559999999999999,0.94]
[0.6,0.15,600,500,1600,0.67,0.33,0,40.988999999999997,0.93]
[0.6,0.18,100,400,1000,0.65,0.35,0,5.8559999999999999,0.89]
[0.6,0.18,100,500,1000,0.65,0.35,0,6.8310000000000004,0.87]
[0.6,0.18,200,400,1000,0.65,0.35,0,8.1980000000000004,0.9]
[0.6,0.18,200,600,1000,0.65,0.35,0,10.247,0.87]
[0.6,0.18,300,300,1000,0.66,0.34,0,6.8310000000000004,0.93]
[0.6,0.18,300,500,800,0.65,0.35,0,5.8559999999999999,0.89]
[0.6,0.18,400,400,1000,0.65,0.35,0,13.663,0.92]
[0.6,0.18,400,500,1000,0.65,0.35,0,13.663,0.91]
[0.6,0.18,400,600,1600,0.65,0.35,0,40.988999999999997,0.91]
[0.6,0.18,500,400,1000,0.66,0.35,0,20.494,0.93]
[0.6,0.18,600,300,1000,0.66,0.34,0,0,0.95]
[0.6,0.18,600,500,1000,0.65,0.35,0,0,0.92]
[0.6,0.18,600,600,1000,0.65,0.35,0,0,0.91]
[0.6,0.2,100,500,1000,0.63,0.37,0,40.988999999999997,0.87]
[0.6,0.2,100,600,800,0.63,0.37,0,40.988999999999997,0.84]
[0.6,0.2,200,400,1000,0.64,0.36,0,40.988999999999997,0.91]
[0.6,0.2,200,600,1200,0.63,0.37,0,40.988999999999997,0.88]
[0.6,0.2,300,400,1600,0.64,0.36,0,40.988999999999997,0.93]
[0.6,0.2,300,600,1000,0.63,0.37,0,40.988999999999997,0.88]
[0.6,0.2,400,400,1200,0.64,0.36,0,0,0.93]
[0.6,0.2,500,300,1000,0.65,0.36,0,0,0.94]
[0.6,0.2,500,300,1200,0.65,0.36,0,0,0.95]
[0.6,0.2,500,600,1200,0.63,0.37,0,0,0.91]
[0.6,0.2,600,400,800,0.64,0.36,0,0,0.93]
[0.6,0.2,600,500,1200,0.64,0.37,0,0,0.93]
[0.5,0.02,100,400,1200,0.15,0.24,0.61,2.5999999999999999E-2,0.04]
[0.5,0.02,100,600,1600,0.15,0.24,0.61,2.5999999999999999E-2,0.03]
[0.5,0.02,200,300,1200,0.15,0.24,0.61,2.5999999999999999E-2,0.03]
[0.5,0.02,200,600,1200,0.15,0.24,0.61,2.5999999999999999E-2,0.03]
[0.5,0.02,300,400,1000,0.15,0.24,0.61,2.5999999999999999E-2,0.03]
[0.5,0.02,300,500,1200,0.15,0.24,0.61,2.5999999999999999E-2,0.03]
[0.5,0.02,400,400,1200,0.15,0.24,0.61,2.5999999999999999E-2,0.03]
[0.5,0.02,400,500,800,0.15,0.24,0.61,2.5999999999999999E-2,0.03]
[0.5,0.02,500,300,1200,0.15,0.24,0.61,2.5999999999999999E-2,0.03]
[0.5,0.02,500,500,1600,0.15,0.24,0.61,2.5999999999999999E-2,0.02]
[0.5,0.02,600,300,1600,0.15,0.24,0.61,2.5999999999999999E-2,0.02]
[0.5,0.02,600,500,1200,0.15,0.24,0.61,2.5999999999999999E-2,0.02]
[0.5,0.05,100,300,1600,0.36,0.27,0.38,4.2999999999999997E-2,0.1]
[0.5,0.05,100,400,1200,0.36,0.27,0.38,4.2000000000000003E-2,0.12]
[0.5,0.05,200,300,1200,0.36,0.27,0.38,4.2000000000000003E-2,0.11]
[0.5,0.05,200,500,1600,0.36,0.27,0.37,4.2999999999999997E-2,0.09]
[0.5,0.05,300,300,800,0.36,0.27,0.38,4.2000000000000003E-2,0.12]
[0.5,0.05,300,400,1600,0.36,0.27,0.37,4.2999999999999997E-2,0.08]
[0.5,0.05,400,300,1600,0.36,0.27,0.37,4.2999999999999997E-2,0.08]
[0.5,0.05,400,500,1600,0.36,0.27,0.37,4.2999999999999997E-2,0.08]
[0.5,0.05,400,600,1600,0.36,0.27,0.37,4.2999999999999997E-2,7.0000000000000007E-2]
[0.5,0.05,500,500,1600,0.36,0.27,0.37,4.3999999999999997E-2,7.0000000000000007E-2]
[0.5,0.05,500,600,1200,0.36,0.27,0.37,4.2999999999999997E-2,0.08]
[0.5,0.05,600,400,1600,0.37,0.27,0.37,4.3999999999999997E-2,7.0000000000000007E-2]
[0.5,0.05,600,500,1600,0.37,0.27,0.37,4.3999999999999997E-2,7.0000000000000007E-2]
[0.5,7.0000000000000007E-2,100,400,800,0.49,0.28000000000000003,0.23,7.1999999999999995E-2,0.32]
[0.5,7.0000000000000007E-2,100,600,1600,0.52,0.28000000000000003,0.2,0.08,0.23]
[0.5,7.0000000000000007E-2,200,300,1600,0.52,0.28000000000000003,0.2,0.08,0.23]
[0.5,7.0000000000000007E-2,200,600,1600,0.52,0.28000000000000003,0.2,8.1000000000000003E-2,0.21]
[0.5,7.0000000000000007E-2,300,400,1600,0.52,0.28000000000000003,0.2,8.2000000000000003E-2,0.21]
[0.5,7.0000000000000007E-2,300,600,2000,0.53,0.28000000000000003,0.19,8.5999999999999993E-2,0.18]
[0.5,7.0000000000000007E-2,400,300,1200,0.52,0.28000000000000003,0.2,8.1000000000000003E-2,0.23]
[0.5,7.0000000000000007E-2,400,600,1600,0.53,0.28000000000000003,0.19,8.5000000000000006E-2,0.19]
[0.5,7.0000000000000007E-2,500,400,2000,0.53,0.28000000000000003,0.19,8.7999999999999995E-2,0.18]
[0.5,7.0000000000000007E-2,500,500,2000,0.53,0.28000000000000003,0.18,8.7999999999999995E-2,0.18]
[0.5,7.0000000000000007E-2,600,300,800,0.52,0.28000000000000003,0.2,8.1000000000000003E-2,0.23]
[0.5,7.0000000000000007E-2,600,300,1000,0.52,0.28000000000000003,0.2,8.2000000000000003E-2,0.22]
[0.5,7.0000000000000007E-2,600,300,1200,0.53,0.28000000000000003,0.19,8.3000000000000004E-2,0.2]
[0.5,7.0000000000000007E-2,600,300,1600,0.53,0.28000000000000003,0.19,8.5999999999999993E-2,0.19]
[0.5,7.0000000000000007E-2,600,300,2000,0.53,0.28000000000000003,0.18,8.7999999999999995E-2,0.18]
[0.5,7.0000000000000007E-2,600,400,800,0.52,0.28000000000000003,0.2,8.1000000000000003E-2,0.23]
[0.5,7.0000000000000007E-2,600,400,1000,0.52,0.28000000000000003,0.2,8.2000000000000003E-2,0.21]
[0.5,7.0000000000000007E-2,600,400,1200,0.53,0.28000000000000003,0.19,8.4000000000000005E-2,0.2]
[0.5,7.0000000000000007E-2,600,400,1600,0.53,0.28000000000000003,0.19,8.6999999999999994E-2,0.19]
[0.5,7.0000000000000007E-2,600,400,2000,0.53,0.28000000000000003,0.18,8.7999999999999995E-2,0.18]
[0.5,7.0000000000000007E-2,600,500,800,0.52,0.28000000000000003,0.2,8.1000000000000003E-2,0.22]
[0.5,7.0000000000000007E-2,600,500,1000,0.52,0.28000000000000003,0.19,8.3000000000000004E-2,0.2]
[0.5,7.0000000000000007E-2,600,500,1200,0.53,0.28000000000000003,0.19,8.5000000000000006E-2,0.19]
[0.5,7.0000000000000007E-2,600,500,1600,0.53,0.28000000000000003,0.19,8.6999999999999994E-2,0.18]
[0.5,7.0000000000000007E-2,600,500,2000,0.54,0.28000000000000003,0.18,8.8999999999999996E-2,0.17]
[0.5,7.0000000000000007E-2,600,600,800,0.52,0.28000000000000003,0.2,8.1000000000000003E-2,0.21]
[0.5,7.0000000000000007E-2,600,600,1000,0.52,0.28000000000000003,0.19,8.3000000000000004E-2,0.2]
[0.5,7.0000000000000007E-2,600,600,1200,0.53,0.28000000000000003,0.19,8.5000000000000006E-2,0.19]
[0.5,7.0000000000000007E-2,600,600,1600,0.53,0.28000000000000003,0.19,8.7999999999999995E-2,0.18]
[0.5,7.0000000000000007E-2,600,600,2000,0.54,0.28000000000000003,0.18,8.8999999999999996E-2,0.17]
[0.5,0.1,100,300,800,0.59,0.3,0.12,0.14199999999999999,0.57999999999999996]
[0.5,0.1,100,300,1000,0.6,0.3,0.11,0.154,0.56999999999999995]
[0.5,0.1,100,300,1200,0.61,0.3,0.09,0.17399999999999999,0.56000000000000005]
[0.5,0.1,100,300,1600,0.63,0.3,0.08,0.22,0.56999999999999995]
[0.5,0.1,100,300,2000,0.64,0.3,7.0000000000000007E-2,0.26400000000000001,0.57999999999999996]
[0.5,0.1,100,400,800,0.59,0.3,0.12,0.14599999999999999,0.56000000000000005]
[0.5,0.1,100,400,1000,0.6,0.3,0.1,0.159,0.55000000000000004]
[0.5,0.1,100,400,1200,0.61,0.3,0.09,0.183,0.55000000000000004]
[0.5,0.1,100,400,1600,0.63,0.3,0.08,0.22500000000000001,0.56000000000000005]
[0.5,0.1,100,400,2000,0.64,0.3,0.06,0.26600000000000001,0.56999999999999995]
[0.5,0.1,100,500,800,0.59,0.3,0.11,0.14699999999999999,0.54]
[0.5,0.1,100,500,1000,0.6,0.3,0.1,0.16500000000000001,0.53]
[0.5,0.1,100,500,1200,0.61,0.3,0.09,0.187,0.53]
[0.5,0.1,100,500,1600,0.63,0.3,7.0000000000000007E-2,0.23300000000000001,0.55000000000000004]
[0.5,0.1,100,500,2000,0.64,0.3,0.06,0.27100000000000002,0.56000000000000005]
[0.5,0.1,100,600,800,0.6,0.3,0.11,0.152,0.52]
[0.5,0.1,100,600,1000,0.61,0.3,0.1,0.17100000000000001,0.52]
[0.5,0.1,100,600,1200,0.62,0.3,0.09,0.19400000000000001,0.52]
[0.5,0.1,100,600,1600,0.63,0.3,7.0000000000000007E-2,0.23799999999999999,0.54]
[0.5,0.1,100,600,2000,0.64,0.3,0.06,0.27300000000000002,0.55000000000000004]
[0.5,0.1,200,300,800,0.6,0.3,0.11,0.153,0.56999999999999995]
[0.5,0.1,200,300,1000,0.61,0.3,0.09,0.17399999999999999,0.56000000000000005]
[0.5,0.1,200,300,1200,0.62,0.3,0.09,0.19400000000000001,0.56000000000000005]
[0.5,0.1,200,300,1600,0.63,0.3,7.0000000000000007E-2,0.23599999999999999,0.56999999999999995]
[0.5,0.1,200,300,2000,0.64,0.3,0.06,0.26400000000000001,0.57999999999999996]
[0.5,0.1,200,400,800,0.6,0.3,0.1,0.159,0.54]
[0.5,0.1,200,400,1000,0.61,0.3,0.09,0.182,0.54]
[0.5,0.1,200,400,1200,0.62,0.3,0.08,0.2,0.54]
[0.5,0.1,200,400,1600,0.64,0.3,7.0000000000000007E-2,0.24099999999999999,0.56000000000000005]
[0.5,0.1,200,400,2000,0.64,0.3,0.06,0.27100000000000002,0.56000000000000005]
[0.5,0.1,200,500,800,0.6,0.3,0.1,0.16400000000000001,0.53]
[0.5,0.1,200,500,1000,0.61,0.3,0.09,0.185,0.53]
[0.5,0.1,200,500,1200,0.62,0.3,0.08,0.20200000000000001,0.54]
[0.5,0.1,200,500,1600,0.64,0.3,7.0000000000000007E-2,0.24399999999999999,0.56000000000000005]
[0.5,0.1,200,500,2000,0.64,0.3,0.06,0.27100000000000002,0.56000000000000005]
[0.5,0.1,200,600,800,0.61,0.3,0.1,0.16900000000000001,0.52]
[0.5,0.1,200,600,1000,0.62,0.3,0.09,0.191,0.52]
[0.5,0.1,200,600,1200,0.62,0.3,0.08,0.21199999999999999,0.53]
[0.5,0.1,200,600,1600,0.64,0.3,7.0000000000000007E-2,0.253,0.55000000000000004]
[0.5,0.1,200,600,2000,0.64,0.3,0.06,0.27100000000000002,0.55000000000000004]
[0.5,0.1,300,300,800,0.61,0.3,0.09,0.17399999999999999,0.56000000000000005]
[0.5,0.1,300,300,1000,0.62,0.3,0.09,0.19500000000000001,0.56000000000000005]
[0.5,0.1,300,300,1200,0.63,0.3,0.08,0.215,0.56999999999999995]
[0.5,0.1,300,300,1600,0.64,0.3,7.0000000000000007E-2,0.253,0.57999999999999996]
[0.5,0.1,300,300,2000,0.65,0.3,0.06,0.27700000000000002,0.56999999999999995]
[0.5,0.1,300,400,800,0.61,0.3,0.09,0.18099999999999999,0.54]
[0.5,0.1,300,400,1000,0.62,0.3,0.08,0.2,0.54]
[0.5,0.1,300,400,1200,0.63,0.3,0.08,0.218,0.56000000000000005]
[0.5,0.1,300,400,1600,0.64,0.3,0.06,0.26300000000000001,0.56999999999999995]
[0.5,0.1,300,400,2000,0.65,0.3,0.06,0.27900000000000003,0.56000000000000005]
[0.5,0.1,300,500,800,0.61,0.3,0.09,0.185,0.53]
[0.5,0.1,300,500,1000,0.62,0.3,0.08,0.20300000000000001,0.54]
[0.5,0.1,300,500,1200,0.63,0.3,7.0000000000000007E-2,0.22800000000000001,0.55000000000000004]
[0.5,0.1,300,500,1600,0.64,0.3,0.06,0.26400000000000001,0.56000000000000005]
[0.5,0.1,300,500,2000,0.65,0.3,0.06,0.29299999999999998,0.55000000000000004]
[0.5,0.1,300,600,800,0.62,0.3,0.09,0.192,0.52]
[0.5,0.1,300,600,1000,0.62,0.3,0.08,0.21,0.53]
[0.5,0.1,300,600,1200,0.63,0.3,7.0000000000000007E-2,0.23400000000000001,0.54]
[0.5,0.1,300,600,1600,0.64,0.3,0.06,0.27,0.55000000000000004]
[0.5,0.1,300,600,2000,0.65,0.3,0.06,0.29899999999999999,0.55000000000000004]
[0.5,0.1,400,300,800,0.62,0.3,0.09,0.19500000000000001,0.56000000000000005]
[0.5,0.1,400,300,1000,0.63,0.3,0.08,0.216,0.56999999999999995]
[0.5,0.1,400,300,1200,0.63,0.3,7.0000000000000007E-2,0.23300000000000001,0.56999999999999995]
[0.5,0.1,400,300,1600,0.64,0.3,0.06,0.26800000000000002,0.57999999999999996]
[0.5,0.1,400,300,2000,0.65,0.3,0.06,0.29899999999999999,0.56999999999999995]
[0.5,0.1,400,400,800,0.62,0.3,0.08,0.2,0.54]
[0.5,0.1,400,400,1000,0.63,0.3,0.08,0.217,0.56000000000000005]
[0.5,0.1,400,400,1200,0.63,0.3,7.0000000000000007E-2,0.24299999999999999,0.56000000000000005]
[0.5,0.1,400,400,1600,0.64,0.3,0.06,0.27100000000000002,0.56999999999999995]
[0.5,0.1,400,400,2000,0.65,0.3,0.05,0.313,0.56000000000000005]
[0.5,0.1,400,500,800,0.62,0.3,0.08,0.20399999999999999,0.54]
[0.5,0.1,400,500,1000,0.63,0.3,7.0000000000000007E-2,0.22600000000000001,0.55000000000000004]
[0.5,0.1,400,500,1200,0.64,0.3,7.0000000000000007E-2,0.245,0.56000000000000005]
[0.5,0.1,400,500,1600,0.64,0.3,0.06,0.27500000000000002,0.56000000000000005]
[0.5,0.1,400,500,2000,0.65,0.3,0.05,0.32,0.55000000000000004]
[0.5,0.1,400,600,800,0.62,0.3,0.08,0.21099999999999999,0.53]
[0.5,0.1,400,600,1000,0.63,0.3,7.0000000000000007E-2,0.23,0.54]
[0.5,0.1,400,600,1200,0.64,0.3,7.0000000000000007E-2,0.25,0.55000000000000004]
[0.5,0.1,400,600,1600,0.64,0.3,0.06,0.27500000000000002,0.55000000000000004]
[0.5,0.1,400,600,2000,0.65,0.3,0.05,0.32,0.55000000000000004]
[0.5,0.1,500,300,800,0.63,0.3,0.08,0.216,0.56999999999999995]
[0.5,0.1,500,300,1000,0.63,0.3,7.0000000000000007E-2,0.23300000000000001,0.56999999999999995]
[0.5,0.1,500,300,1200,0.64,0.3,7.0000000000000007E-2,0.25,0.57999999999999996]
[0.5,0.1,500,300,1600,0.65,0.3,0.06,0.27100000000000002,0.56999999999999995]
[0.5,0.1,500,300,2000,0.65,0.3,0.05,0.313,0.56999999999999995]
[0.5,0.1,500,400,800,0.63,0.3,0.08,0.217,0.56000000000000005]
[0.5,0.1,500,400,1000,0.63,0.3,7.0000000000000007E-2,0.24099999999999999,0.56000000000000005]
[0.5,0.1,500,400,1200,0.64,0.3,0.06,0.25800000000000001,0.56999999999999995]
[0.5,0.1,500,400,1600,0.65,0.3,0.06,0.27500000000000002,0.56000000000000005]
[0.5,0.1,500,400,2000,0.65,0.3,0.05,0.318,0.56000000000000005]
[0.5,0.1,500,500,800,0.63,0.3,7.0000000000000007E-2,0.22500000000000001,0.55000000000000004]
[0.5,0.1,500,500,1000,0.63,0.3,7.0000000000000007E-2,0.24399999999999999,0.56000000000000005]
[0.5,0.1,500,500,1200,0.64,0.3,0.06,0.26100000000000001,0.56000000000000005]
[0.5,0.1,500,500,1600,0.65,0.3,0.06,0.28499999999999998,0.55000000000000004]
[0.5,0.1,500,500,2000,0.65,0.3,0.05,0.32300000000000001,0.56000000000000005]
[0.5,0.1,500,600,800,0.63,0.3,7.0000000000000007E-2,0.23,0.54]
[0.5,0.1,500,600,1000,0.64,0.3,7.0000000000000007E-2,0.247,0.55000000000000004]
[0.5,0.1,500,600,1200,0.64,0.3,0.06,0.26600000000000001,0.55000000000000004]
[0.5,0.1,500,600,1600,0.65,0.3,0.06,0.29099999999999998,0.55000000000000004]
[0.5,0.1,500,600,2000,0.65,0.3,0.05,0.32500000000000001,0.55000000000000004]
[0.5,0.1,600,300,800,0.63,0.3,7.0000000000000007E-2,0.23300000000000001,0.56999999999999995]
[0.5,0.1,600,300,1000,0.64,0.3,7.0000000000000007E-2,0.25,0.57999999999999996]
[0.5,0.1,600,300,1200,0.64,0.3,0.06,0.26400000000000001,0.57999999999999996]
[0.5,0.1,600,300,1600,0.65,0.3,0.06,0.29299999999999998,0.56999999999999995]
[0.5,0.1,600,300,2000,0.66,0.3,0.05,0.32500000000000001,0.56999999999999995]
[0.5,0.1,600,400,800,0.63,0.3,7.0000000000000007E-2,0.23799999999999999,0.56000000000000005]
[0.5,0.1,600,400,1000,0.64,0.3,0.06,0.25800000000000001,0.56999999999999995]
[0.5,0.1,600,400,1200,0.64,0.3,0.06,0.26800000000000002,0.56999999999999995]
[0.5,0.1,600,400,1600,0.65,0.3,0.05,0.30399999999999999,0.56000000000000005]
[0.5,0.1,600,400,2000,0.66,0.3,0.05,0.33300000000000002,0.56000000000000005]
[0.5,0.1,600,500,800,0.63,0.3,7.0000000000000007E-2,0.24399999999999999,0.55000000000000004]
[0.5,0.1,600,500,1000,0.64,0.3,0.06,0.26100000000000001,0.56000000000000005]
[0.5,0.1,600,500,1200,0.64,0.3,0.06,0.27,0.56000000000000005]
[0.5,0.1,600,500,1600,0.65,0.3,0.05,0.315,0.55000000000000004]
[0.5,0.1,600,500,2000,0.66,0.3,0.05,0.33900000000000002,0.56000000000000005]
[0.5,0.1,600,600,800,0.64,0.3,7.0000000000000007E-2,0.245,0.55000000000000004]
[0.5,0.1,600,600,1000,0.64,0.3,0.06,0.26600000000000001,0.55000000000000004]
[0.5,0.1,600,600,1200,0.64,0.3,0.06,0.27100000000000002,0.55000000000000004]
[0.5,0.1,600,600,1600,0.65,0.3,0.05,0.315,0.55000000000000004]
[0.5,0.1,600,600,2000,0.66,0.3,0.05,0.35299999999999998,0.55000000000000004]
[0.5,0.15,100,300,800,0.65,0.33,0.03,0.85399999999999998,0.84]
[0.5,0.15,100,300,1000,0.66,0.33,0.02,1.139,0.86]
[0.5,0.15,100,300,1200,0.66,0.33,0.01,1.3660000000000001,0.88]
[0.5,0.15,100,300,1600,0.67,0.33,0.01,2.9279999999999999,0.9]
[0.5,0.15,100,300,2000,0.67,0.33,0.01,3.4159999999999999,0.91]
[0.5,0.15,100,400,800,0.65,0.33,0.02,0.89100000000000001,0.82]
[0.5,0.15,100,400,1000,0.65,0.33,0.02,1.2809999999999999,0.85]
[0.5,0.15,100,400,1200,0.66,0.33,0.01,1.5760000000000001,0.86]
[0.5,0.15,100,400,1600,0.66,0.33,0.01,3.4159999999999999,0.88]
[0.5,0.15,100,400,2000,0.67,0.33,0.01,4.0990000000000002,0.9]
[0.5,0.15,100,500,800,0.65,0.33,0.02,1.0249999999999999,0.81]
[0.5,0.15,100,500,1000,0.65,0.33,0.02,1.3220000000000001,0.83]
[0.5,0.15,100,500,1200,0.66,0.33,0.01,1.5760000000000001,0.84]
[0.5,0.15,100,500,1600,0.66,0.33,0.01,3.4159999999999999,0.87]
[0.5,0.15,100,500,2000,0.66,0.33,0.01,4.5540000000000003,0.89]
[0.5,0.15,100,600,800,0.65,0.33,0.02,1.1080000000000001,0.79]
[0.5,0.15,100,600,1000,0.65,0.33,0.02,1.413,0.81]
[0.5,0.15,100,600,1200,0.66,0.33,0.01,1.708,0.83]
[0.5,0.15,100,600,1600,0.66,0.33,0.01,3.4159999999999999,0.86]
[0.5,0.15,100,600,2000,0.66,0.33,0,4.5540000000000003,0.88]
[0.5,0.15,200,300,800,0.66,0.33,0.02,1.1080000000000001,0.86]
[0.5,0.15,200,300,1000,0.66,0.33,0.01,1.3660000000000001,0.88]
[0.5,0.15,200,300,1200,0.67,0.33,0.01,1.64,0.89]
[0.5,0.15,200,300,1600,0.67,0.33,0.01,3.726,0.91]
[0.5,0.15,200,300,2000,0.67,0.33,0,4.5540000000000003,0.92]
[0.5,0.15,200,400,800,0.65,0.33,0.02,1.206,0.85]
[0.5,0.15,200,400,1000,0.66,0.33,0.01,1.464,0.86]
[0.5,0.15,200,400,1200,0.66,0.33,0.01,1.952,0.87]
[0.5,0.15,200,400,1600,0.67,0.33,0.01,3.726,0.89]
[0.5,0.15,200,400,2000,0.67,0.33,0,5.1239999999999997,0.91]
[0.5,0.15,200,500,800,0.65,0.33,0.02,1.2809999999999999,0.83]
[0.5,0.15,200,500,1000,0.66,0.33,0.01,1.64,0.84]
[0.5,0.15,200,500,1200,0.66,0.33,0.01,2.5619999999999998,0.86]
[0.5,0.15,200,500,1600,0.66,0.33,0.01,3.726,0.88]
[0.5,0.15,200,500,2000,0.67,0.33,0,6.8310000000000004,0.9]
[0.5,0.15,200,600,800,0.65,0.33,0.02,1.3660000000000001,0.81]
[0.5,0.15,200,600,1000,0.66,0.33,0.01,1.782,0.83]
[0.5,0.15,200,600,1200,0.66,0.33,0.01,2.7330000000000001,0.84]
[0.5,0.15,200,600,1600,0.66,0.33,0.01,3.726,0.87]
[0.5,0.15,200,600,2000,0.67,0.33,0,6.8310000000000004,0.89]
[0.5,0.15,300,300,800,0.66,0.33,0.02,1.3660000000000001,0.88]
[0.5,0.15,300,300,1000,0.67,0.33,0.01,1.5760000000000001,0.89]
[0.5,0.15,300,300,1200,0.67,0.33,0.01,2.7330000000000001,0.9]
[0.5,0.15,300,300,1600,0.67,0.33,0.01,3.726,0.91]
[0.5,0.15,300,300,2000,0.67,0.33,0,6.8310000000000004,0.92]
[0.5,0.15,300,400,800,0.66,0.33,0.01,1.464,0.86]
[0.5,0.15,300,400,1000,0.66,0.33,0.01,1.863,0.87]
[0.5,0.15,300,400,1200,0.66,0.33,0.01,2.7330000000000001,0.88]
[0.5,0.15,300,400,1600,0.67,0.33,0.01,3.726,0.9]
[0.5,0.15,300,400,2000,0.67,0.33,0,6.8310000000000004,0.91]
[0.5,0.15,300,500,800,0.66,0.33,0.01,1.5760000000000001,0.84]
[0.5,0.15,300,500,1000,0.66,0.33,0.01,2.5619999999999998,0.86]
[0.5,0.15,300,500,1200,0.66,0.33,0.01,2.9279999999999999,0.87]
[0.5,0.15,300,500,1600,0.66,0.33,0.01,3.726,0.89]
[0.5,0.15,300,500,2000,0.67,0.33,0,8.1980000000000004,0.9]
[0.5,0.15,300,600,800,0.66,0.33,0.01,1.708,0.83]
[0.5,0.15,300,600,1000,0.66,0.33,0.01,2.7330000000000001,0.84]
[0.5,0.15,300,600,1200,0.66,0.33,0.01,2.9279999999999999,0.86]
[0.5,0.15,300,600,1600,0.66,0.33,0,4.0990000000000002,0.88]
[0.5,0.15,300,600,2000,0.67,0.33,0,10.247,0.89]
[0.5,0.15,400,300,800,0.66,0.33,0.01,1.5760000000000001,0.89]
[0.5,0.15,400,300,1000,0.67,0.33,0.01,2.5619999999999998,0.9]
[0.5,0.15,400,300,1200,0.67,0.33,0.01,2.9279999999999999,0.91]
[0.5,0.15,400,300,1600,0.67,0.33,0,4.0990000000000002,0.92]
[0.5,0.15,400,300,2000,0.67,0.33,0,8.1980000000000004,0.93]
[0.5,0.15,400,400,800,0.66,0.33,0.01,1.708,0.87]
[0.5,0.15,400,400,1000,0.66,0.33,0.01,2.7330000000000001,0.88]
[0.5,0.15,400,400,1200,0.67,0.33,0.01,2.9279999999999999,0.89]
[0.5,0.15,400,400,1600,0.67,0.33,0,4.0990000000000002,0.91]
[0.5,0.15,400,400,2000,0.67,0.33,0,8.1980000000000004,0.92]
[0.5,0.15,400,500,800,0.66,0.33,0.01,2.411,0.86]
[0.5,0.15,400,500,1000,0.66,0.33,0.01,2.7330000000000001,0.87]
[0.5,0.15,400,500,1200,0.66,0.33,0.01,2.9279999999999999,0.88]
[0.5,0.15,400,500,1600,0.67,0.33,0,5.1239999999999997,0.9]
[0.5,0.15,400,500,2000,0.67,0.33,0,10.247,0.91]
[0.5,0.15,400,600,800,0.66,0.33,0.01,2.5619999999999998,0.84]
[0.5,0.15,400,600,1000,0.66,0.33,0.01,2.9279999999999999,0.86]
[0.5,0.15,400,600,1200,0.66,0.33,0.01,2.9279999999999999,0.87]
[0.5,0.15,400,600,1600,0.67,0.33,0,5.1239999999999997,0.88]
[0.5,0.15,400,600,2000,0.67,0.33,0,13.663,0.9]
[0.5,0.15,500,300,800,0.67,0.33,0.01,2.5619999999999998,0.9]
[0.5,0.15,500,300,1000,0.67,0.33,0.01,2.7330000000000001,0.91]
[0.5,0.15,500,300,1200,0.67,0.33,0.01,2.9279999999999999,0.91]
[0.5,0.15,500,300,1600,0.67,0.33,0,5.8559999999999999,0.92]
[0.5,0.15,500,300,2000,0.68,0.33,0,10.247,0.93]
[0.5,0.15,500,400,800,0.66,0.33,0.01,2.5619999999999998,0.88]
[0.5,0.15,500,400,1000,0.67,0.33,0.01,2.9279999999999999,0.89]
[0.5,0.15,500,400,1200,0.67,0.33,0.01,2.9279999999999999,0.9]
[0.5,0.15,500,400,1600,0.67,0.33,0,5.8559999999999999,0.91]
[0.5,0.15,500,400,2000,0.67,0.33,0,10.247,0.92]
[0.5,0.15,500,500,800,0.66,0.33,0.01,2.5619999999999998,0.87]
[0.5,0.15,500,500,1000,0.66,0.33,0.01,2.9279999999999999,0.88]
[0.5,0.15,500,500,1200,0.66,0.33,0.01,2.9279999999999999,0.89]
[0.5,0.15,500,500,1600,0.67,0.33,0,5.8559999999999999,0.9]
[0.5,0.15,500,500,2000,0.67,0.33,0,13.663,0.91]
[0.5,0.15,500,600,800,0.66,0.33,0.01,2.7330000000000001,0.86]
[0.5,0.15,500,600,1000,0.66,0.33,0.01,2.9279999999999999,0.87]
[0.5,0.15,500,600,1200,0.66,0.33,0,3.153,0.88]
[0.5,0.15,500,600,1600,0.67,0.33,0,5.8559999999999999,0.89]
[0.5,0.15,500,600,2000,0.67,0.33,0,13.663,0.9]
[0.5,0.15,600,300,800,0.67,0.33,0.01,2.9279999999999999,0.9]
[0.5,0.15,600,300,1000,0.67,0.33,0.01,2.9279999999999999,0.91]
[0.5,0.15,600,300,1200,0.67,0.33,0,3.4159999999999999,0.92]
[0.5,0.15,600,300,1600,0.67,0.33,0,8.1980000000000004,0.93]
[0.5,0.15,600,300,2000,0.68,0.33,0,13.663,0.94]
[0.5,0.15,600,400,800,0.67,0.33,0.01,2.9279999999999999,0.89]
[0.5,0.15,600,400,1000,0.67,0.33,0.01,3.153,0.9]
[0.5,0.15,600,400,1200,0.67,0.33,0,3.4159999999999999,0.91]
[0.5,0.15,600,400,1600,0.67,0.33,0,8.1980000000000004,0.92]
[0.5,0.15,600,400,2000,0.67,0.33,0,20.494,0.93]
[0.5,0.15,600,500,800,0.66,0.33,0.01,2.9279999999999999,0.88]
[0.5,0.15,600,500,1000,0.66,0.33,0.01,3.153,0.89]
[0.5,0.15,600,500,1200,0.67,0.33,0,3.726,0.89]
[0.5,0.15,600,500,1600,0.67,0.33,0,8.1980000000000004,0.91]
[0.5,0.15,600,500,2000,0.67,0.33,0,20.494,0.92]
[0.5,0.15,600,600,800,0.66,0.33,0.01,2.9279999999999999,0.87]
[0.5,0.15,600,600,1000,0.66,0.33,0,3.4159999999999999,0.88]
[0.5,0.15,600,600,1200,0.66,0.33,0,4.0990000000000002,0.88]
[0.5,0.15,600,600,1600,0.67,0.33,0,10.247,0.9]
[0.5,0.15,600,600,2000,0.67,0.33,0,0,0.91]
[0.5,0.18,100,300,800,0.65,0.34,0.01,1.708,0.88]
[0.5,0.18,100,300,1000,0.65,0.34,0.01,2.411,0.9]
[0.5,0.18,100,300,1200,0.65,0.34,0.01,4.5540000000000003,0.91]
[0.5,0.18,100,300,1600,0.66,0.34,0,10.247,0.93]
[0.5,0.18,100,300,2000,0.66,0.34,0,40.988999999999997,0.94]
[0.5,0.18,100,400,800,0.64,0.35,0.01,2.157,0.86]
[0.5,0.18,100,400,1000,0.65,0.35,0.01,2.7330000000000001,0.88]
[0.5,0.18,100,400,1200,0.65,0.35,0.01,5.1239999999999997,0.89]
[0.5,0.18,100,400,1600,0.65,0.35,0,10.247,0.91]
[0.5,0.18,100,400,2000,0.65,0.35,0,40.988999999999997,0.93]
[0.5,0.18,100,500,800,0.64,0.35,0.01,2.411,0.84]
[0.5,0.18,100,500,1000,0.65,0.35,0.01,3.153,0.86]
[0.5,0.18,100,500,1200,0.65,0.35,0.01,5.1239999999999997,0.88]
[0.5,0.18,100,500,1600,0.65,0.35,0,20.494,0.9]
[0.5,0.18,100,500,2000,0.65,0.35,0,40.988999999999997,0.91]
[0.5,0.18,100,600,800,0.64,0.35,0.01,2.411,0.82]
[0.5,0.18,100,600,1000,0.64,0.35,0.01,3.153,0.84]
[0.5,0.18,100,600,1200,0.65,0.35,0,5.1239999999999997,0.86]
[0.5,0.18,100,600,1600,0.65,0.35,0,40.988999999999997,0.88]
[0.5,0.18,100,600,2000,0.65,0.35,0,40.988999999999997,0.9]
[0.5,0.18,200,300,800,0.65,0.34,0.01,2.411,0.9]
[0.5,0.18,200,300,1000,0.65,0.34,0.01,3.726,0.91]
[0.5,0.18,200,300,1200,0.66,0.34,0,5.1239999999999997,0.92]
[0.5,0.18,200,300,1600,0.66,0.34,0,40.988999999999997,0.93]
[0.5,0.18,200,300,2000,0.66,0.34,0,40.988999999999997,0.94]
[0.5,0.18,200,400,800,0.65,0.35,0.01,2.9279999999999999,0.88]
[0.5,0.18,200,400,1000,0.65,0.35,0.01,4.0990000000000002,0.89]
[0.5,0.18,200,400,1200,0.65,0.35,0,5.1239999999999997,0.9]
[0.5,0.18,200,400,1600,0.65,0.35,0,40.988999999999997,0.92]
[0.5,0.18,200,400,2000,0.65,0.35,0,40.988999999999997,0.93]
[0.5,0.18,200,500,800,0.65,0.35,0.01,3.153,0.86]
[0.5,0.18,200,500,1000,0.65,0.35,0.01,4.0990000000000002,0.87]
[0.5,0.18,200,500,1200,0.65,0.35,0,5.1239999999999997,0.89]
[0.5,0.18,200,500,1600,0.65,0.35,0,40.988999999999997,0.9]
[0.5,0.18,200,500,2000,0.65,0.35,0,40.988999999999997,0.92]
[0.5,0.18,200,600,800,0.64,0.35,0.01,3.4159999999999999,0.84]
[0.5,0.18,200,600,1000,0.65,0.35,0,4.0990000000000002,0.86]
[0.5,0.18,200,600,1200,0.65,0.35,0,5.1239999999999997,0.87]
[0.5,0.18,200,600,1600,0.65,0.35,0,40.988999999999997,0.89]
[0.5,0.18,200,600,2000,0.65,0.35,0,40.988999999999997,0.91]
[0.5,0.18,300,300,800,0.65,0.34,0.01,2.9279999999999999,0.91]
[0.5,0.18,300,300,1000,0.66,0.34,0,4.0990000000000002,0.92]
[0.5,0.18,300,300,1200,0.66,0.34,0,5.8559999999999999,0.93]
[0.5,0.18,300,300,1600,0.66,0.34,0,40.988999999999997,0.94]
[0.5,0.18,300,300,2000,0.66,0.34,0,40.988999999999997,0.95]
[0.5,0.18,300,400,800,0.65,0.35,0.01,4.0990000000000002,0.89]
[0.5,0.18,300,400,1000,0.65,0.35,0,4.0990000000000002,0.9]
[0.5,0.18,300,400,1200,0.65,0.35,0,5.8559999999999999,0.91]
[0.5,0.18,300,400,1600,0.65,0.35,0,40.988999999999997,0.92]
[0.5,0.18,300,400,2000,0.65,0.35,0,40.988999999999997,0.93]
[0.5,0.18,300,500,800,0.65,0.35,0.01,4.0990000000000002,0.87]
[0.5,0.18,300,500,1000,0.65,0.35,0,4.0990000000000002,0.89]
[0.5,0.18,300,500,1200,0.65,0.35,0,8.1980000000000004,0.9]
[0.5,0.18,300,500,1600,0.65,0.35,0,40.988999999999997,0.91]
[0.5,0.18,300,500,2000,0.65,0.35,0,40.988999999999997,0.92]
[0.5,0.18,300,600,800,0.65,0.35,0,4.0990000000000002,0.86]
[0.5,0.18,300,600,1000,0.65,0.35,0,4.0990000000000002,0.87]
[0.5,0.18,300,600,1200,0.65,0.35,0,10.247,0.88]
[0.5,0.18,300,600,1600,0.65,0.35,0,40.988999999999997,0.9]
[0.5,0.18,300,600,2000,0.65,0.35,0,40.988999999999997,0.91]
[0.5,0.18,400,300,800,0.66,0.34,0,3.726,0.92]
[0.5,0.18,400,300,1000,0.66,0.34,0,4.5540000000000003,0.93]
[0.5,0.18,400,300,1200,0.66,0.34,0,10.247,0.93]
[0.5,0.18,400,300,1600,0.66,0.34,0,40.988999999999997,0.94]
[0.5,0.18,400,300,2000,0.66,0.34,0,40.988999999999997,0.95]
[0.5,0.18,400,400,800,0.65,0.35,0,4.0990000000000002,0.9]
[0.5,0.18,400,400,1000,0.65,0.35,0,4.5540000000000003,0.91]
[0.5,0.18,400,400,1200,0.65,0.35,0,10.247,0.92]
[0.5,0.18,400,400,1600,0.66,0.35,0,40.988999999999997,0.93]
[0.5,0.18,400,400,2000,0.66,0.35,0,40.988999999999997,0.94]
[0.5,0.18,400,500,800,0.65,0.35,0,4.0990000000000002,0.89]
[0.5,0.18,400,500,1000,0.65,0.35,0,5.1239999999999997,0.9]
[0.5,0.18,400,500,1200,0.65,0.35,0,10.247,0.9]
[0.5,0.18,400,500,1600,0.65,0.35,0,40.988999999999997,0.92]
[0.5,0.18,400,500,2000,0.65,0.35,0,40.988999999999997,0.93]
[0.5,0.18,400,600,800,0.65,0.35,0,4.0990000000000002,0.87]
[0.5,0.18,400,600,1000,0.65,0.35,0,6.8310000000000004,0.88]
[0.5,0.18,400,600,1200,0.65,0.35,0,10.247,0.89]
[0.5,0.18,400,600,1600,0.65,0.35,0,40.988999999999997,0.91]
[0.5,0.18,400,600,2000,0.65,0.35,0,40.988999999999997,0.92]
[0.5,0.18,500,300,800,0.66,0.34,0,5.1239999999999997,0.93]
[0.5,0.18,500,300,1000,0.66,0.34,0,8.1980000000000004,0.93]
[0.5,0.18,500,300,1200,0.66,0.34,0,13.663,0.94]
[0.5,0.18,500,300,1600,0.66,0.34,0,0,0.95]
[0.5,0.18,500,300,2000,0.66,0.34,0,0,0.95]
[0.5,0.18,500,400,800,0.65,0.35,0,5.1239999999999997,0.91]
[0.5,0.18,500,400,1000,0.65,0.35,0,8.1980000000000004,0.92]
[0.5,0.18,500,400,1200,0.65,0.35,0,13.663,0.92]
[0.5,0.18,500,400,1600,0.66,0.35,0,0,0.93]
[0.5,0.18,500,400,2000,0.66,0.35,0,0,0.94]
[0.5,0.18,500,500,800,0.65,0.35,0,5.8559999999999999,0.9]
[0.5,0.18,500,500,1000,0.65,0.35,0,13.663,0.9]
[0.5,0.18,500,500,1200,0.65,0.35,0,13.663,0.91]
[0.5,0.18,500,500,1600,0.65,0.35,0,0,0.92]
[0.5,0.18,500,500,2000,0.65,0.35,0,0,0.93]
[0.5,0.18,500,600,800,0.65,0.35,0,8.1980000000000004,0.88]
[0.5,0.18,500,600,1000,0.65,0.35,0,13.663,0.89]
[0.5,0.18,500,600,1200,0.65,0.35,0,20.494,0.9]
[0.5,0.18,500,600,1600,0.65,0.35,0,0,0.91]
[0.5,0.18,500,600,2000,0.65,0.35,0,0,0.92]
[0.5,0.18,600,300,800,0.66,0.34,0,8.1980000000000004,0.93]
[0.5,0.18,600,300,1000,0.66,0.34,0,13.663,0.94]
[0.5,0.18,600,300,1200,0.66,0.34,0,20.494,0.94]
[0.5,0.18,600,300,1600,0.66,0.34,0,0,0.95]
[0.5,0.18,600,300,2000,0.66,0.34,0,0,0.96]
[0.5,0.18,600,400,800,0.65,0.35,0,8.1980000000000004,0.92]
[0.5,0.18,600,400,1000,0.65,0.35,0,13.663,0.92]
[0.5,0.18,600,400,1200,0.66,0.35,0,40.988999999999997,0.93]
[0.5,0.18,600,400,1600,0.66,0.35,0,0,0.94]
[0.5,0.18,600,400,2000,0.66,0.35,0,0,0.95]
[0.5,0.18,600,500,800,0.65,0.35,0,13.663,0.9]
[0.5,0.18,600,500,1000,0.65,0.35,0,13.663,0.91]
[0.5,0.18,600,500,1200,0.65,0.35,0,0,0.92]
[0.5,0.18,600,500,1600,0.65,0.35,0,0,0.93]
[0.5,0.18,600,500,2000,0.65,0.35,0,0,0.94]
[0.5,0.18,600,600,800,0.65,0.35,0,13.663,0.89]
[0.5,0.18,600,600,1000,0.65,0.35,0,20.494,0.9]
[0.5,0.18,600,600,1200,0.65,0.35,0,0,0.91]
[0.5,0.18,600,600,1600,0.65,0.35,0,0,0.92]
[0.5,0.18,600,600,2000,0.65,0.35,0,0,0.93]
[0.5,0.2,100,300,800,0.64,0.36,0.01,3.726,0.9]
[0.5,0.2,100,300,1000,0.64,0.36,0,8.1980000000000004,0.91]
[0.5,0.2,100,300,1200,0.64,0.36,0,20.494,0.92]
[0.5,0.2,100,300,1600,0.64,0.36,0,40.988999999999997,0.94]
[0.5,0.2,100,300,2000,0.64,0.36,0,40.988999999999997,0.95]
[0.5,0.2,100,400,800,0.63,0.36,0.01,4.0990000000000002,0.88]
[0.5,0.2,100,400,1000,0.64,0.36,0,8.1980000000000004,0.89]
[0.5,0.2,100,400,1200,0.64,0.36,0,40.988999999999997,0.9]
[0.5,0.2,100,400,1600,0.64,0.36,0,40.988999999999997,0.92]
[0.5,0.2,100,400,2000,0.64,0.36,0,40.988999999999997,0.93]
[0.5,0.2,100,500,800,0.63,0.37,0,5.1239999999999997,0.86]
[0.5,0.2,100,500,1000,0.63,0.37,0,8.1980000000000004,0.87]
[0.5,0.2,100,500,1200,0.63,0.37,0,40.988999999999997,0.89]
[0.5,0.2,100,500,1600,0.63,0.37,0,40.988999999999997,0.91]
[0.5,0.2,100,500,2000,0.63,0.37,0,40.988999999999997,0.92]
[0.5,0.2,100,600,800,0.63,0.37,0,5.8559999999999999,0.84]
[0.5,0.2,100,600,1000,0.63,0.37,0,13.663,0.86]
[0.5,0.2,100,600,1200,0.63,0.37,0,40.988999999999997,0.87]
[0.5,0.2,100,600,1600,0.63,0.37,0,40.988999999999997,0.89]
[0.5,0.2,100,600,2000,0.63,0.37,0,40.988999999999997,0.91]
[0.5,0.2,200,300,800,0.64,0.36,0,5.8559999999999999,0.91]
[0.5,0.2,200,300,1000,0.64,0.36,0,10.247,0.92]
[0.5,0.2,200,300,1200,0.64,0.36,0,40.988999999999997,0.93]
[0.5,0.2,200,300,1600,0.64,0.36,0,40.988999999999997,0.94]
[0.5,0.2,200,300,2000,0.64,0.36,0,40.988999999999997,0.95]
[0.5,0.2,200,400,800,0.64,0.36,0,5.8559999999999999,0.89]
[0.5,0.2,200,400,1000,0.64,0.36,0,13.663,0.9]
[0.5,0.2,200,400,1200,0.64,0.36,0,40.988999999999997,0.91]
[0.5,0.2,200,400,1600,0.64,0.36,0,40.988999999999997,0.93]
[0.5,0.2,200,400,2000,0.64,0.36,0,40.988999999999997,0.94]
[0.5,0.2,200,500,800,0.63,0.37,0,5.8559999999999999,0.87]
[0.5,0.2,200,500,1000,0.63,0.37,0,13.663,0.89]
[0.5,0.2,200,500,1200,0.63,0.37,0,40.988999999999997,0.9]
[0.5,0.2,200,500,1600,0.63,0.37,0,40.988999999999997,0.91]
[0.5,0.2,200,500,2000,0.63,0.37,0,40.988999999999997,0.93]
[0.5,0.2,200,600,800,0.63,0.37,0,6.8310000000000004,0.86]
[0.5,0.2,200,600,1000,0.63,0.37,0,20.494,0.87]
[0.5,0.2,200,600,1200,0.63,0.37,0,40.988999999999997,0.88]
[0.5,0.2,200,600,1600,0.63,0.37,0,40.988999999999997,0.9]
[0.5,0.2,200,600,2000,0.63,0.37,0,40.988999999999997,0.91]
[0.5,0.2,300,300,800,0.64,0.36,0,6.8310000000000004,0.92]
[0.5,0.2,300,300,1000,0.64,0.36,0,13.663,0.93]
[0.5,0.2,300,300,1200,0.64,0.36,0,40.988999999999997,0.94]
[0.5,0.2,300,300,1600,0.64,0.36,0,40.988999999999997,0.95]
[0.5,0.2,300,300,2000,0.64,0.36,0,40.988999999999997,0.95]
[0.5,0.2,300,400,800,0.64,0.36,0,8.1980000000000004,0.9]
[0.5,0.2,300,400,1000,0.64,0.36,0,13.663,0.91]
[0.5,0.2,300,400,1200,0.64,0.36,0,40.988999999999997,0.92]
[0.5,0.2,300,400,1600,0.64,0.36,0,40.988999999999997,0.93]
[0.5,0.2,300,400,2000,0.64,0.36,0,40.988999999999997,0.94]
[0.5,0.2,300,500,800,0.63,0.37,0,8.1980000000000004,0.89]
[0.5,0.2,300,500,1000,0.63,0.37,0,13.663,0.9]
[0.5,0.2,300,500,1200,0.64,0.37,0,40.988999999999997,0.91]
[0.5,0.2,300,500,1600,0.64,0.37,0,40.988999999999997,0.92]
[0.5,0.2,300,500,2000,0.64,0.37,0,40.988999999999997,0.93]
[0.5,0.2,300,600,800,0.63,0.37,0,8.1980000000000004,0.87]
[0.5,0.2,300,600,1000,0.63,0.37,0,20.494,0.88]
[0.5,0.2,300,600,1200,0.63,0.37,0,40.988999999999997,0.89]
[0.5,0.2,300,600,1600,0.63,0.37,0,40.988999999999997,0.91]
[0.5,0.2,300,600,2000,0.63,0.37,0,40.988999999999997,0.92]
[0.5,0.2,400,300,800,0.64,0.36,0,10.247,0.93]
[0.5,0.2,400,300,1000,0.64,0.36,0,20.494,0.94]
[0.5,0.2,400,300,1200,0.65,0.36,0,0,0.94]
[0.5,0.2,400,300,1600,0.65,0.36,0,0,0.95]
[0.5,0.2,400,300,2000,0.65,0.36,0,0,0.96]
[0.5,0.2,400,400,800,0.64,0.36,0,10.247,0.91]
[0.5,0.2,400,400,1000,0.64,0.36,0,40.988999999999997,0.92]
[0.5,0.2,400,400,1200,0.64,0.36,0,0,0.93]
[0.5,0.2,400,400,1600,0.64,0.36,0,0,0.94]
[0.5,0.2,400,400,2000,0.64,0.36,0,0,0.95]
[0.5,0.2,400,500,800,0.63,0.37,0,13.663,0.9]
[0.5,0.2,400,500,1000,0.64,0.37,0,0,0.91]
[0.5,0.2,400,500,1200,0.64,0.37,0,0,0.91]
[0.5,0.2,400,500,1600,0.64,0.37,0,0,0.93]
[0.5,0.2,400,500,2000,0.64,0.37,0,0,0.93]
[0.5,0.2,400,600,800,0.63,0.37,0,20.494,0.88]
[0.5,0.2,400,600,1000,0.63,0.37,0,0,0.89]
[0.5,0.2,400,600,1200,0.63,0.37,0,0,0.9]
[0.5,0.2,400,600,1600,0.63,0.37,0,0,0.91]
[0.5,0.2,400,600,2000,0.63,0.37,0,0,0.92]
[0.5,0.2,500,300,800,0.64,0.36,0,20.494,0.94]
[0.5,0.2,500,300,1000,0.65,0.36,0,0,0.94]
[0.5,0.2,500,300,1200,0.65,0.36,0,0,0.95]
[0.5,0.2,500,300,1600,0.65,0.36,0,0,0.95]
[0.5,0.2,500,300,2000,0.65,0.36,0,0,0.96]
[0.5,0.2,500,400,800,0.64,0.36,0,20.494,0.92]
[0.5,0.2,500,400,1000,0.64,0.36,0,0,0.93]
[0.5,0.2,500,400,1200,0.64,0.36,0,0,0.93]
[0.5,0.2,500,400,1600,0.64,0.36,0,0,0.94]
[0.5,0.2,500,400,2000,0.64,0.36,0,0,0.95]
[0.5,0.2,500,500,800,0.64,0.37,0,40.988999999999997,0.9]
[0.5,0.2,500,500,1000,0.64,0.37,0,0,0.91]
[0.5,0.2,500,500,1200,0.64,0.37,0,0,0.92]
[0.5,0.2,500,500,1600,0.64,0.37,0,0,0.93]
[0.5,0.2,500,500,2000,0.64,0.37,0,0,0.94]
[0.5,0.2,500,600,800,0.63,0.37,0,0,0.89]
[0.5,0.2,500,600,1000,0.63,0.37,0,0,0.9]
[0.5,0.2,500,600,1200,0.63,0.37,0,0,0.91]
[0.5,0.2,500,600,1600,0.63,0.37,0,0,0.92]
[0.5,0.2,500,600,2000,0.63,0.37,0,0,0.93]
[0.5,0.2,600,300,800,0.65,0.36,0,0,0.94]
[0.5,0.2,600,300,1000,0.65,0.36,0,0,0.95]
[0.5,0.2,600,300,1200,0.65,0.36,0,0,0.95]
[0.5,0.2,600,300,1600,0.65,0.36,0,0,0.96]
[0.5,0.2,600,300,2000,0.65,0.36,0,0,0.96]
[0.5,0.2,600,400,800,0.64,0.36,0,0,0.93]
[0.5,0.2,600,400,1000,0.64,0.36,0,0,0.93]
[0.5,0.2,600,400,1200,0.64,0.36,0,0,0.94]
[0.5,0.2,600,400,1600,0.64,0.36,0,0,0.95]
[0.5,0.2,600,400,2000,0.64,0.36,0,0,0.95]
[0.5,0.2,600,500,800,0.64,0.37,0,0,0.91]
[0.5,0.2,600,500,1000,0.64,0.37,0,0,0.92]
[0.5,0.2,600,500,1200,0.64,0.37,0,0,0.92]
[0.5,0.2,600,500,1600,0.64,0.37,0,0,0.93]
[0.5,0.2,600,500,2000,0.64,0.37,0,0,0.94]
[0.5,0.2,600,600,800,0.63,0.37,0,0,0.9]
[0.5,0.2,600,600,1000,0.63,0.37,0,0,0.91]
[0.5,0.2,600,600,1200,0.63,0.37,0,0,0.91]
[0.5,0.2,600,600,1600,0.63,0.37,0,0,0.92]
[0.5,0.2,600,600,2000,0.63,0.37,0,0,0.93]

{"sheet":"Bio_Retention_cell_no_exfiltrat","index":12,"n_rows":2026,"n_cols":11,"rows_kept":2026,"cut":false,"hidden":true,"merged":[]}
["A_ratio","surface_depth","soil_depth","storage_depth","drain_coefficient","drain_offset","Evaporated","Drained","Overflow","T_overflow","Available_Volume"]
[0.02,100,300,800,90,0,0.24,0.69,7.0000000000000007E-2,0.13300000000000001,0.92]
[0.02,100,300,800,90,500,0.24,0.68,0.08,0.13300000000000001,0.53]
[0.02,100,300,800,90,1000,0.24,0.66,0.1,9.9000000000000005E-2,0.23]
[0.02,100,300,800,180,0,0.24,0.69,7.0000000000000007E-2,0.13300000000000001,0.92]
[0.02,100,300,800,180,500,0.24,0.68,7.0000000000000007E-2,0.13300000000000001,0.53]
[0.02,100,300,800,180,1000,0.24,0.68,0.08,0.124,0.23]
[0.02,100,300,800,360,0,0.24,0.69,7.0000000000000007E-2,0.13300000000000001,0.92]
[0.02,100,300,800,360,500,0.24,0.68,7.0000000000000007E-2,0.13300000000000001,0.53]
[0.02,100,300,800,360,1000,0.24,0.68,0.08,0.124,0.23]
[0.02,100,300,800,900,0,0.24,0.69,7.0000000000000007E-2,0.13300000000000001,0.92]
[0.02,100,300,800,900,500,0.24,0.68,7.0000000000000007E-2,0.13300000000000001,0.53]
[0.02,100,300,800,900,1000,0.24,0.68,0.08,0.124,0.23]
[0.02,100,300,800,1800,0,0.24,0.69,7.0000000000000007E-2,0.13300000000000001,0.92]
[0.02,100,300,800,1800,500,0.24,0.68,7.0000000000000007E-2,0.13300000000000001,0.53]
[0.02,100,300,800,1800,1000,0.24,0.68,0.08,0.124,0.23]
[0.02,100,300,1200,90,0,0.24,0.69,7.0000000000000007E-2,0.13300000000000001,0.94]
[0.02,100,300,1200,90,500,0.24,0.68,7.0000000000000007E-2,0.13300000000000001,0.64]
[0.02,100,300,1200,90,1000,0.24,0.68,0.08,0.13200000000000001,0.34]
[0.02,100,300,1200,180,0,0.24,0.69,7.0000000000000007E-2,0.13300000000000001,0.94]
[0.02,100,300,1200,180,500,0.24,0.68,7.0000000000000007E-2,0.13300000000000001,0.64]
[0.02,100,300,1200,180,1000,0.24,0.68,7.0000000000000007E-2,0.13300000000000001,0.34]
[0.02,100,300,1200,360,0,0.24,0.69,7.0000000000000007E-2,0.13300000000000001,0.94]
[0.02,100,300,1200,360,500,0.24,0.68,7.0000000000000007E-2,0.13300000000000001,0.64]
[0.02,100,300,1200,360,1000,0.24,0.68,7.0000000000000007E-2,0.13300000000000001,0.34]
[0.02,100,300,1200,900,0,0.24,0.69,7.0000000000000007E-2,0.13300000000000001,0.94]
[0.02,100,300,1200,900,500,0.24,0.68,7.0000000000000007E-2,0.13300000000000001,0.64]
[0.02,100,300,1200,900,1000,0.24,0.68,7.0000000000000007E-2,0.13300000000000001,0.34]
[0.02,100,300,1200,1800,0,0.24,0.69,7.0000000000000007E-2,0.13300000000000001,0.94]
[0.02,100,300,1200,1800,500,0.24,0.68,7.0000000000000007E-2,0.13300000000000001,0.64]
[0.02,100,300,1200,1800,1000,0.24,0.68,7.0000000000000007E-2,0.13300000000000001,0.34]
[0.02,100,300,2000,90,0,0.24,0.69,7.0000000000000007E-2,0.13300000000000001,0.96]
[0.02,100,300,2000,90,500,0.24,0.68,7.0000000000000007E-2,0.13300000000000001,0.76]
[0.02,100,300,2000,90,1000,0.24,0.68,7.0000000000000007E-2,0.13300000000000001,0.56000000000000005]
[0.02,100,300,2000,180,0,0.24,0.69,7.0000000000000007E-2,0.13300000000000001,0.96]
[0.02,100,300,2000,180,500,0.24,0.68,7.0000000000000007E-2,0.13300000000000001,0.76]
[0.02,100,300,2000,180,1000,0.24,0.68,7.0000000000000007E-2,0.13300000000000001,0.56000000000000005]
[0.02,100,300,2000,360,0,0.24,0.69,7.0000000000000007E-2,0.13300000000000001,0.96]
[0.02,100,300,2000,360,500,0.24,0.68,7.0000000000000007E-2,0.13300000000000001,0.76]
[0.02,100,300,2000,360,1000,0.24,0.68,7.0000000000000007E-2,0.13300000000000001,0.56000000000000005]
[0.02,100,300,2000,900,0,0.24,0.69,7.0000000000000007E-2,0.13300000000000001,0.96]
[0.02,100,300,2000,900,500,0.24,0.68,7.0000000000000007E-2,0.13300000000000001,0.76]
[0.02,100,300,2000,900,1000,0.24,0.68,7.0000000000000007E-2,0.13300000000000001,0.56000000000000005]
[0.02,100,300,2000,1800,0,0.24,0.69,7.0000000000000007E-2,0.13300000000000001,0.96]
[0.02,100,300,2000,1800,500,0.24,0.68,7.0000000000000007E-2,0.13300000000000001,0.76]
[0.02,100,300,2000,1800,1000,0.24,0.68,7.0000000000000007E-2,0.13300000000000001,0.56000000000000005]
[0.02,100,450,800,90,0,0.24,0.69,7.0000000000000007E-2,0.14199999999999999,0.88]
[0.02,100,450,800,90,500,0.24,0.69,7.0000000000000007E-2,0.14199999999999999,0.53]
[0.02,100,450,800,90,1000,0.24,0.67,0.09,0.113,0.26]
[0.02,100,450,800,180,0,0.24,0.69,7.0000000000000007E-2,0.14199999999999999,0.88]
[0.02,100,450,800,180,500,0.24,0.69,7.0000000000000007E-2,0.14199999999999999,0.53]
[0.02,100,450,800,180,1000,0.24,0.68,7.0000000000000007E-2,0.13400000000000001,0.26]
[0.02,100,450,800,360,0,0.24,0.69,7.0000000000000007E-2,0.14199999999999999,0.88]
[0.02,100,450,800,360,500,0.24,0.69,7.0000000000000007E-2,0.14199999999999999,0.53]
[0.02,100,450,800,360,1000,0.24,0.68,7.0000000000000007E-2,0.13400000000000001,0.26]
[0.02,100,450,800,900,0,0.24,0.69,7.0000000000000007E-2,0.14199999999999999,0.88]
[0.02,100,450,800,900,500,0.24,0.69,7.0000000000000007E-2,0.14199999999999999,0.53]
[0.02,100,450,800,900,1000,0.24,0.68,7.0000000000000007E-2,0.13400000000000001,0.26]
[0.02,100,450,800,1800,0,0.24,0.69,7.0000000000000007E-2,0.14199999999999999,0.88]
[0.02,100,450,800,1800,500,0.24,0.69,7.0000000000000007E-2,0.14199999999999999,0.53]
[0.02,100,450,800,1800,1000,0.24,0.68,7.0000000000000007E-2,0.13400000000000001,0.26]
[0.02,100,450,1200,90,0,0.24,0.69,7.0000000000000007E-2,0.14199999999999999,0.91]
[0.02,100,450,1200,90,500,0.24,0.69,7.0000000000000007E-2,0.14199999999999999,0.63]
[0.02,100,450,1200,90,1000,0.24,0.68,7.0000000000000007E-2,0.14199999999999999,0.36]
[0.02,100,450,1200,180,0,0.24,0.69,7.0000000000000007E-2,0.14199999999999999,0.91]
[0.02,100,450,1200,180,500,0.24,0.69,7.0000000000000007E-2,0.14199999999999999,0.63]
[0.02,100,450,1200,180,1000,0.24,0.69,7.0000000000000007E-2,0.14199999999999999,0.36]
[0.02,100,450,1200,360,0,0.24,0.69,7.0000000000000007E-2,0.14199999999999999,0.91]
[0.02,100,450,1200,360,500,0.24,0.69,7.0000000000000007E-2,0.14199999999999999,0.63]
[0.02,100,450,1200,360,1000,0.24,0.69,7.0000000000000007E-2,0.14199999999999999,0.36]
[0.02,100,450,1200,900,0,0.24,0.69,7.0000000000000007E-2,0.14199999999999999,0.91]
[0.02,100,450,1200,900,500,0.24,0.69,7.0000000000000007E-2,0.14199999999999999,0.63]
[0.02,100,450,1200,900,1000,0.24,0.69,7.0000000000000007E-2,0.14199999999999999,0.36]
[0.02,100,450,1200,1800,0,0.24,0.69,7.0000000000000007E-2,0.14199999999999999,0.91]
[0.02,100,450,1200,1800,500,0.24,0.69,7.0000000000000007E-2,0.14199999999999999,0.63]
[0.02,100,450,1200,1800,1000,0.24,0.69,7.0000000000000007E-2,0.14199999999999999,0.36]
[0.02,100,450,2000,90,0,0.24,0.69,7.0000000000000007E-2,0.14199999999999999,0.94]
[0.02,100,450,2000,90,500,0.24,0.69,7.0000000000000007E-2,0.14199999999999999,0.75]
[0.02,100,450,2000,90,1000,0.24,0.69,7.0000000000000007E-2,0.14199999999999999,0.55000000000000004]
[0.02,100,450,2000,180,0,0.24,0.69,7.0000000000000007E-2,0.14199999999999999,0.94]
[0.02,100,450,2000,180,500,0.24,0.69,7.0000000000000007E-2,0.14199999999999999,0.75]
[0.02,100,450,2000,180,1000,0.24,0.69,7.0000000000000007E-2,0.14199999999999999,0.55000000000000004]
[0.02,100,450,2000,360,0,0.24,0.69,7.0000000000000007E-2,0.14199999999999999,0.94]
[0.02,100,450,2000,360,500,0.24,0.69,7.0000000000000007E-2,0.14199999999999999,0.75]
[0.02,100,450,2000,360,1000,0.24,0.69,7.0000000000000007E-2,0.14199999999999999,0.55000000000000004]
[0.02,100,450,2000,900,0,0.24,0.69,7.0000000000000007E-2,0.14199999999999999,0.94]
[0.02,100,450,2000,900,500,0.24,0.69,7.0000000000000007E-2,0.14199999999999999,0.75]
[0.02,100,450,2000,900,1000,0.24,0.69,7.0000000000000007E-2,0.14199999999999999,0.55000000000000004]
[0.02,100,450,2000,1800,0,0.24,0.69,7.0000000000000007E-2,0.14199999999999999,0.94]
[0.02,100,450,2000,1800,500,0.24,0.69,7.0000000000000007E-2,0.14199999999999999,0.75]
[0.02,100,450,2000,1800,1000,0.24,0.69,7.0000000000000007E-2,0.14199999999999999,0.55000000000000004]
[0.02,100,600,800,90,0,0.24,0.69,7.0000000000000007E-2,0.14499999999999999,0.85]
[0.02,100,600,800,90,500,0.24,0.69,7.0000000000000007E-2,0.14499999999999999,0.53]
[0.02,100,600,800,90,1000,0.24,0.67,0.09,0.127,0.28000000000000003]
[0.02,100,600,800,180,0,0.24,0.69,7.0000000000000007E-2,0.14499999999999999,0.85]
[0.02,100,600,800,180,500,0.24,0.69,7.0000000000000007E-2,0.14499999999999999,0.53]
[0.02,100,600,800,180,1000,0.24,0.69,7.0000000000000007E-2,0.14299999999999999,0.28000000000000003]
[0.02,100,600,800,360,0,0.24,0.69,7.0000000000000007E-2,0.14499999999999999,0.85]
[0.02,100,600,800,360,500,0.24,0.69,7.0000000000000007E-2,0.14499999999999999,0.53]
[0.02,100,600,800,360,1000,0.24,0.69,7.0000000000000007E-2,0.14299999999999999,0.28000000000000003]
[0.02,100,600,800,900,0,0.24,0.69,7.0000000000000007E-2,0.14499999999999999,0.85]
[0.02,100,600,800,900,500,0.24,0.69,7.0000000000000007E-2,0.14499999999999999,0.53]
[0.02,100,600,800,900,1000,0.24,0.69,7.0000000000000007E-2,0.14299999999999999,0.28000000000000003]
[0.02,100,600,800,1800,0,0.24,0.69,7.0000000000000007E-2,0.14499999999999999,0.85]
[0.02,100,600,800,1800,500,0.24,0.69,7.0000000000000007E-2,0.14499999999999999,0.53]
[0.02,100,600,800,1800,1000,0.24,0.69,7.0000000000000007E-2,0.14299999999999999,0.28000000000000003]
[0.02,100,600,1200,90,0,0.24,0.69,7.0000000000000007E-2,0.14499999999999999,0.88]
[0.02,100,600,1200,90,500,0.24,0.69,7.0000000000000007E-2,0.14499999999999999,0.63]
[0.02,100,600,1200,90,1000,0.24,0.69,7.0000000000000007E-2,0.14499999999999999,0.37]
[0.02,100,600,1200,180,0,0.24,0.69,7.0000000000000007E-2,0.14499999999999999,0.88]
[0.02,100,600,1200,180,500,0.24,0.69,7.0000000000000007E-2,0.14499999999999999,0.63]
[0.02,100,600,1200,180,1000,0.24,0.69,7.0000000000000007E-2,0.14499999999999999,0.37]
[0.02,100,600,1200,360,0,0.24,0.69,7.0000000000000007E-2,0.14499999999999999,0.88]
[0.02,100,600,1200,360,500,0.24,0.69,7.0000000000000007E-2,0.14499999999999999,0.63]
[0.02,100,600,1200,360,1000,0.24,0.69,7.0000000000000007E-2,0.14499999999999999,0.37]
[0.02,100,600,1200,900,0,0.24,0.69,7.0000000000000007E-2,0.14499999999999999,0.88]
[0.02,100,600,1200,900,500,0.24,0.69,7.0000000000000007E-2,0.14499999999999999,0.63]
[0.02,100,600,1200,900,1000,0.24,0.69,7.0000000000000007E-2,0.14499999999999999,0.37]
[0.02,100,600,1200,1800,0,0.24,0.69,7.0000000000000007E-2,0.14499999999999999,0.88]
[0.02,100,600,1200,1800,500,0.24,0.69,7.0000000000000007E-2,0.14499999999999999,0.63]
[0.02,100,600,1200,1800,1000,0.24,0.69,7.0000000000000007E-2,0.14499999999999999,0.37]
[0.02,100,600,2000,90,0,0.24,0.69,7.0000000000000007E-2,0.14499999999999999,0.92]
[0.02,100,600,2000,90,500,0.24,0.69,7.0000000000000007E-2,0.14499999999999999,0.73]
[0.02,100,600,2000,90,1000,0.24,0.69,7.0000000000000007E-2,0.14499999999999999,0.55000000000000004]
[0.02,100,600,2000,180,0,0.24,0.69,7.0000000000000007E-2,0.14499999999999999,0.92]
[0.02,100,600,2000,180,500,0.24,0.69,7.0000000000000007E-2,0.14499999999999999,0.73]
[0.02,100,600,2000,180,1000,0.24,0.69,7.0000000000000007E-2,0.14499999999999999,0.55000000000000004]
[0.02,100,600,2000,360,0,0.24,0.69,7.0000000000000007E-2,0.14499999999999999,0.92]
[0.02,100,600,2000,360,500,0.24,0.69,7.0000000000000007E-2,0.14499999999999999,0.73]
[0.02,100,600,2000,360,1000,0.24,0.69,7.0000000000000007E-2,0.14499999999999999,0.55000000000000004]
[0.02,100,600,2000,900,0,0.24,0.69,7.0000000000000007E-2,0.14499999999999999,0.92]
[0.02,100,600,2000,900,500,0.24,0.69,7.0000000000000007E-2,0.14499999999999999,0.73]
[0.02,100,600,2000,900,1000,0.24,0.69,7.0000000000000007E-2,0.14499999999999999,0.55000000000000004]
[0.02,100,600,2000,1800,0,0.24,0.69,7.0000000000000007E-2,0.14499999999999999,0.92]
[0.02,100,600,2000,1800,500,0.24,0.69,7.0000000000000007E-2,0.14499999999999999,0.73]
[0.02,100,600,2000,1800,1000,0.24,0.69,7.0000000000000007E-2,0.14499999999999999,0.55000000000000004]
[0.02,300,300,800,90,0,0.24,0.72,0.04,0.376,0.94]
[0.02,300,300,800,90,500,0.24,0.72,0.04,0.36599999999999999,0.64]
[0.02,300,300,800,90,1000,0.24,0.7,0.05,0.26800000000000002,0.4]
[0.02,300,300,800,180,0,0.24,0.72,0.04,0.376,0.94]
[0.02,300,300,800,180,500,0.24,0.72,0.04,0.376,0.64]
[0.02,300,300,800,180,1000,0.24,0.72,0.04,0.36299999999999999,0.4]
[0.02,300,300,800,360,0,0.24,0.72,0.04,0.376,0.94]
[0.02,300,300,800,360,500,0.24,0.72,0.04,0.376,0.64]
[0.02,300,300,800,360,1000,0.24,0.72,0.04,0.36299999999999999,0.4]
[0.02,300,300,800,900,0,0.24,0.72,0.04,0.376,0.94]
[0.02,300,300,800,900,500,0.24,0.72,0.04,0.376,0.64]
[0.02,300,300,800,900,1000,0.24,0.72,0.04,0.36299999999999999,0.4]
[0.02,300,300,800,1800,0,0.24,0.72,0.04,0.376,0.94]
[0.02,300,300,800,1800,500,0.24,0.72,0.04,0.376,0.64]
[0.02,300,300,800,1800,1000,0.24,0.72,0.04,0.36299999999999999,0.4]
[0.02,300,300,1200,90,0,0.24,0.72,0.04,0.376,0.95]
[0.02,300,300,1200,90,500,0.24,0.72,0.04,0.376,0.71]
[0.02,300,300,1200,90,1000,0.24,0.71,0.04,0.36299999999999999,0.46]
[0.02,300,300,1200,180,0,0.24,0.72,0.04,0.376,0.95]
[0.02,300,300,1200,180,500,0.24,0.72,0.04,0.376,0.71]
[0.02,300,300,1200,180,1000,0.24,0.72,0.04,0.376,0.46]
[0.02,300,300,1200,360,0,0.24,0.72,0.04,0.376,0.95]
[0.02,300,300,1200,360,500,0.24,0.72,0.04,0.376,0.71]
[0.02,300,300,1200,360,1000,0.24,0.72,0.04,0.376,0.46]
[0.02,300,300,1200,900,0,0.24,0.72,0.04,0.376,0.95]
[0.02,300,300,1200,900,500,0.24,0.72,0.04,0.376,0.71]
[0.02,300,300,1200,900,1000,0.24,0.72,0.04,0.376,0.46]
[0.02,300,300,1200,1800,0,0.24,0.72,0.04,0.376,0.95]
[0.02,300,300,1200,1800,500,0.24,0.72,0.04,0.376,0.71]
[0.02,300,300,1200,1800,1000,0.24,0.72,0.04,0.376,0.46]
[0.02,300,300,2000,90,0,0.24,0.72,0.04,0.376,0.96]
[0.02,300,300,2000,90,500,0.24,0.72,0.04,0.376,0.79]
[0.02,300,300,2000,90,1000,0.24,0.72,0.04,0.376,0.61]
[0.02,300,300,2000,180,0,0.24,0.72,0.04,0.376,0.96]
[0.02,300,300,2000,180,500,0.24,0.72,0.04,0.376,0.79]
[0.02,300,300,2000,180,1000,0.24,0.72,0.04,0.376,0.61]
[0.02,300,300,2000,360,0,0.24,0.72,0.04,0.376,0.96]
[0.02,300,300,2000,360,500,0.24,0.72,0.04,0.376,0.79]
[0.02,300,300,2000,360,1000,0.24,0.72,0.04,0.376,0.61]
[0.02,300,300,2000,900,0,0.24,0.72,0.04,0.376,0.96]
[0.02,300,300,2000,900,500,0.24,0.72,0.04,0.376,0.79]
[0.02,300,300,2000,900,1000,0.24,0.72,0.04,0.376,0.61]
[0.02,300,300,2000,1800,0,0.24,0.72,0.04,0.376,0.96]
[0.02,300,300,2000,1800,500,0.24,0.72,0.04,0.376,0.79]
[0.02,300,300,2000,1800,1000,0.24,0.72,0.04,0.376,0.61]
[0.02,300,450,800,90,0,0.24,0.72,0.04,0.39800000000000002,0.91]
[0.02,300,450,800,90,500,0.24,0.72,0.04,0.38700000000000001,0.63]
[0.02,300,450,800,90,1000,0.24,0.71,0.05,0.29699999999999999,0.41]
[0.02,300,450,800,180,0,0.24,0.72,0.04,0.39800000000000002,0.91]
[0.02,300,450,800,180,500,0.24,0.72,0.04,0.39800000000000002,0.63]
[0.02,300,450,800,180,1000,0.24,0.72,0.04,0.376,0.41]
[0.02,300,450,800,360,0,0.24,0.72,0.04,0.39800000000000002,0.91]
[0.02,300,450,800,360,500,0.24,0.72,0.04,0.39800000000000002,0.63]
[0.02,300,450,800,360,1000,0.24,0.72,0.04,0.376,0.41]
[0.02,300,450,800,900,0,0.24,0.72,0.04,0.39800000000000002,0.91]
[0.02,300,450,800,900,500,0.24,0.72,0.04,0.39800000000000002,0.63]
[0.02,300,450,800,900,1000,0.24,0.72,0.04,0.376,0.41]
[0.02,300,450,800,1800,0,0.24,0.72,0.04,0.39800000000000002,0.91]
[0.02,300,450,800,1800,500,0.24,0.72,0.04,0.39800000000000002,0.63]
[0.02,300,450,800,1800,1000,0.24,0.72,0.04,0.376,0.41]
[0.02,300,450,1200,90,0,0.24,0.72,0.04,0.39800000000000002,0.92]
[0.02,300,450,1200,90,500,0.24,0.72,0.04,0.39800000000000002,0.7]
[0.02,300,450,1200,90,1000,0.24,0.72,0.04,0.38,0.47]
[0.02,300,450,1200,180,0,0.24,0.72,0.04,0.39800000000000002,0.92]
[0.02,300,450,1200,180,500,0.24,0.72,0.04,0.39800000000000002,0.7]
[0.02,300,450,1200,180,1000,0.24,0.72,0.04,0.39800000000000002,0.47]
[0.02,300,450,1200,360,0,0.24,0.72,0.04,0.39800000000000002,0.92]
[0.02,300,450,1200,360,500,0.24,0.72,0.04,0.39800000000000002,0.7]
[0.02,300,450,1200,360,1000,0.24,0.72,0.04,0.39800000000000002,0.47]
[0.02,300,450,1200,900,0,0.24,0.72,0.04,0.39800000000000002,0.92]
[0.02,300,450,1200,900,500,0.24,0.72,0.04,0.39800000000000002,0.7]
[0.02,300,450,1200,900,1000,0.24,0.72,0.04,0.39800000000000002,0.47]
[0.02,300,450,1200,1800,0,0.24,0.72,0.04,0.39800000000000002,0.92]
[0.02,300,450,1200,1800,500,0.24,0.72,0.04,0.39800000000000002,0.7]
[0.02,300,450,1200,1800,1000,0.24,0.72,0.04,0.39800000000000002,0.47]
[0.02,300,450,2000,90,0,0.24,0.72,0.04,0.39800000000000002,0.94]
[0.02,300,450,2000,90,500,0.24,0.72,0.04,0.39800000000000002,0.78]
[0.02,300,450,2000,90,1000,0.24,0.72,0.04,0.39800000000000002,0.61]
[0.02,300,450,2000,180,0,0.24,0.72,0.04,0.39800000000000002,0.94]
[0.02,300,450,2000,180,500,0.24,0.72,0.04,0.39800000000000002,0.78]
[0.02,300,450,2000,180,1000,0.24,0.72,0.04,0.39800000000000002,0.61]
[0.02,300,450,2000,360,0,0.24,0.72,0.04,0.39800000000000002,0.94]
[0.02,300,450,2000,360,500,0.24,0.72,0.04,0.39800000000000002,0.78]
[0.02,300,450,2000,360,1000,0.24,0.72,0.04,0.39800000000000002,0.61]
[0.02,300,450,2000,900,0,0.24,0.72,0.04,0.39800000000000002,0.94]
[0.02,300,450,2000,900,500,0.24,0.72,0.04,0.39800000000000002,0.78]
[0.02,300,450,2000,900,1000,0.24,0.72,0.04,0.39800000000000002,0.61]
[0.02,300,450,2000,1800,0,0.24,0.72,0.04,0.39800000000000002,0.94]
[0.02,300,450,2000,1800,500,0.24,0.72,0.04,0.39800000000000002,0.78]
[0.02,300,450,2000,1800,1000,0.24,0.72,0.04,0.39800000000000002,0.61]
[0.02,300,600,800,90,0,0.24,0.72,0.04,0.40200000000000002,0.88]
[0.02,300,600,800,90,500,0.24,0.72,0.04,0.39400000000000002,0.62]
[0.02,300,600,800,90,1000,0.24,0.71,0.05,0.32500000000000001,0.42]
[0.02,300,600,800,180,0,0.24,0.72,0.04,0.40200000000000002,0.88]
[0.02,300,600,800,180,500,0.24,0.72,0.04,0.40200000000000002,0.62]
[0.02,300,600,800,180,1000,0.24,0.72,0.04,0.39800000000000002,0.42]
[0.02,300,600,800,360,0,0.24,0.72,0.04,0.40200000000000002,0.88]
[0.02,300,600,800,360,500,0.24,0.72,0.04,0.40200000000000002,0.62]
[0.02,300,600,800,360,1000,0.24,0.72,0.04,0.39800000000000002,0.42]
[0.02,300,600,800,900,0,0.24,0.72,0.04,0.40200000000000002,0.88]
[0.02,300,600,800,900,500,0.24,0.72,0.04,0.40200000000000002,0.62]
[0.02,300,600,800,900,1000,0.24,0.72,0.04,0.39800000000000002,0.42]
[0.02,300,600,800,1800,0,0.24,0.72,0.04,0.40200000000000002,0.88]
[0.02,300,600,800,1800,500,0.24,0.72,0.04,0.40200000000000002,0.62]
[0.02,300,600,800,1800,1000,0.24,0.72,0.04,0.39800000000000002,0.42]
[0.02,300,600,1200,90,0,0.24,0.72,0.04,0.40200000000000002,0.9]
[0.02,300,600,1200,90,500,0.24,0.72,0.04,0.40200000000000002,0.69]
[0.02,300,600,1200,90,1000,0.24,0.72,0.04,0.38700000000000001,0.47]
[0.02,300,600,1200,180,0,0.24,0.72,0.04,0.40200000000000002,0.9]
[0.02,300,600,1200,180,500,0.24,0.72,0.04,0.40200000000000002,0.69]
[0.02,300,600,1200,180,1000,0.24,0.72,0.04,0.40200000000000002,0.47]
[0.02,300,600,1200,360,0,0.24,0.72,0.04,0.40200000000000002,0.9]
[0.02,300,600,1200,360,500,0.24,0.72,0.04,0.40200000000000002,0.69]
[0.02,300,600,1200,360,1000,0.24,0.72,0.04,0.40200000000000002,0.47]
[0.02,300,600,1200,900,0,0.24,0.72,0.04,0.40200000000000002,0.9]
[0.02,300,600,1200,900,500,0.24,0.72,0.04,0.40200000000000002,0.69]
[0.02,300,600,1200,900,1000,0.24,0.72,0.04,0.40200000000000002,0.47]
[0.02,300,600,1200,1800,0,0.24,0.72,0.04,0.40200000000000002,0.9]
[0.02,300,600,1200,1800,500,0.24,0.72,0.04,0.40200000000000002,0.69]
[0.02,300,600,1200,1800,1000,0.24,0.72,0.04,0.40200000000000002,0.47]
[0.02,300,600,2000,90,0,0.24,0.72,0.04,0.40200000000000002,0.93]
[0.02,300,600,2000,90,500,0.24,0.72,0.04,0.40200000000000002,0.77]
[0.02,300,600,2000,90,1000,0.24,0.72,0.04,0.40200000000000002,0.61]
[0.02,300,600,2000,180,0,0.24,0.72,0.04,0.40200000000000002,0.93]
[0.02,300,600,2000,180,500,0.24,0.72,0.04,0.40200000000000002,0.77]
[0.02,300,600,2000,180,1000,0.24,0.72,0.04,0.40200000000000002,0.61]
[0.02,300,600,2000,360,0,0.24,0.72,0.04,0.40200000000000002,0.93]
[0.02,300,600,2000,360,500,0.24,0.72,0.04,0.40200000000000002,0.77]
[0.02,300,600,2000,360,1000,0.24,0.72,0.04,0.40200000000000002,0.61]
[0.02,300,600,2000,900,0,0.24,0.72,0.04,0.40200000000000002,0.93]
[0.02,300,600,2000,900,500,0.24,0.72,0.04,0.40200000000000002,0.77]
[0.02,300,600,2000,900,1000,0.24,0.72,0.04,0.40200000000000002,0.61]
[0.02,300,600,2000,1800,0,0.24,0.72,0.04,0.40200000000000002,0.93]
[0.02,300,600,2000,1800,500,0.24,0.72,0.04,0.40200000000000002,0.77]
[0.02,300,600,2000,1800,1000,0.24,0.72,0.04,0.40200000000000002,0.61]
[0.02,600,300,800,90,0,0.24,0.74,0.02,0.91100000000000003,0.95]
[0.02,600,300,800,90,500,0.24,0.73,0.02,0.89100000000000001,0.73]
[0.02,600,300,800,90,1000,0.24,0.73,0.03,0.68300000000000005,0.56000000000000005]
[0.02,600,300,800,180,0,0.24,0.74,0.02,0.91100000000000003,0.95]
[0.02,600,300,800,180,500,0.24,0.74,0.02,0.91100000000000003,0.73]
[0.02,600,300,800,180,1000,0.24,0.73,0.02,0.85399999999999998,0.56000000000000005]
[0.02,600,300,800,360,0,0.24,0.74,0.02,0.91100000000000003,0.95]
[0.02,600,300,800,360,500,0.24,0.74,0.02,0.91100000000000003,0.73]
[0.02,600,300,800,360,1000,0.24,0.73,0.02,0.85399999999999998,0.56000000000000005]
[0.02,600,300,800,900,0,0.24,0.74,0.02,0.91100000000000003,0.95]
[0.02,600,300,800,900,500,0.24,0.74,0.02,0.91100000000000003,0.73]
[0.02,600,300,800,900,1000,0.24,0.73,0.02,0.85399999999999998,0.56000000000000005]
[0.02,600,300,800,1800,0,0.24,0.74,0.02,0.91100000000000003,0.95]
[0.02,600,300,800,1800,500,0.24,0.74,0.02,0.91100000000000003,0.73]
[0.02,600,300,800,1800,1000,0.24,0.73,0.02,0.85399999999999998,0.56000000000000005]
[0.02,600,300,1200,90,0,0.24,0.74,0.02,0.91100000000000003,0.96]
[0.02,600,300,1200,90,500,0.24,0.74,0.02,0.91100000000000003,0.77]
[0.02,600,300,1200,90,1000,0.24,0.73,0.03,0.872,0.57999999999999996]
[0.02,600,300,1200,180,0,0.24,0.74,0.02,0.91100000000000003,0.96]
[0.02,600,300,1200,180,500,0.24,0.74,0.02,0.91100000000000003,0.77]
[0.02,600,300,1200,180,1000,0.24,0.74,0.02,0.91100000000000003,0.57999999999999996]
[0.02,600,300,1200,360,0,0.24,0.74,0.02,0.91100000000000003,0.96]
[0.02,600,300,1200,360,500,0.24,0.74,0.02,0.91100000000000003,0.77]
[0.02,600,300,1200,360,1000,0.24,0.74,0.02,0.91100000000000003,0.57999999999999996]
[0.02,600,300,1200,900,0,0.24,0.74,0.02,0.91100000000000003,0.96]
[0.02,600,300,1200,900,500,0.24,0.74,0.02,0.91100000000000003,0.77]
[0.02,600,300,1200,900,1000,0.24,0.74,0.02,0.91100000000000003,0.57999999999999996]
[0.02,600,300,1200,1800,0,0.24,0.74,0.02,0.91100000000000003,0.96]
[0.02,600,300,1200,1800,500,0.24,0.74,0.02,0.91100000000000003,0.77]
[0.02,600,300,1200,1800,1000,0.24,0.74,0.02,0.91100000000000003,0.57999999999999996]
[0.02,600,300,2000,90,0,0.24,0.74,0.02,0.91100000000000003,0.97]
[0.02,600,300,2000,90,500,0.24,0.74,0.02,0.91100000000000003,0.82]
[0.02,600,300,2000,90,1000,0.24,0.73,0.02,0.91100000000000003,0.68]
[0.02,600,300,2000,180,0,0.24,0.74,0.02,0.91100000000000003,0.97]
[0.02,600,300,2000,180,500,0.24,0.74,0.02,0.91100000000000003,0.82]
[0.02,600,300,2000,180,1000,0.24,0.74,0.02,0.91100000000000003,0.68]
[0.02,600,300,2000,360,0,0.24,0.74,0.02,0.91100000000000003,0.97]
[0.02,600,300,2000,360,500,0.24,0.74,0.02,0.91100000000000003,0.82]
[0.02,600,300,2000,360,1000,0.24,0.74,0.02,0.91100000000000003,0.68]
[0.02,600,300,2000,900,0,0.24,0.74,0.02,0.91100000000000003,0.97]
[0.02,600,300,2000,900,500,0.24,0.74,0.02,0.91100000000000003,0.82]
[0.02,600,300,2000,900,1000,0.24,0.74,0.02,0.91100000000000003,0.68]
[0.02,600,300,2000,1800,0,0.24,0.74,0.02,0.91100000000000003,0.97]
[0.02,600,300,2000,1800,500,0.24,0.74,0.02,0.91100000000000003,0.82]
[0.02,600,300,2000,1800,1000,0.24,0.74,0.02,0.91100000000000003,0.68]
[0.02,600,450,800,90,0,0.24,0.74,0.02,0.91100000000000003,0.93]
[0.02,600,450,800,90,500,0.24,0.74,0.02,0.89100000000000001,0.72]
[0.02,600,450,800,90,1000,0.24,0.73,0.03,0.71899999999999997,0.55000000000000004]
[0.02,600,450,800,180,0,0.24,0.74,0.02,0.91100000000000003,0.93]
[0.02,600,450,800,180,500,0.24,0.74,0.02,0.91100000000000003,0.72]
[0.02,600,450,800,180,1000,0.24,0.74,0.02,0.91100000000000003,0.55000000000000004]
[0.02,600,450,800,360,0,0.24,0.74,0.02,0.91100000000000003,0.93]
[0.02,600,450,800,360,500,0.24,0.74,0.02,0.91100000000000003,0.72]
[0.02,600,450,800,360,1000,0.24,0.74,0.02,0.91100000000000003,0.55000000000000004]
[0.02,600,450,800,900,0,0.24,0.74,0.02,0.91100000000000003,0.93]
[0.02,600,450,800,900,500,0.24,0.74,0.02,0.91100000000000003,0.72]
[0.02,600,450,800,900,1000,0.24,0.74,0.02,0.91100000000000003,0.55000000000000004]
[0.02,600,450,800,1800,0,0.24,0.74,0.02,0.91100000000000003,0.93]
[0.02,600,450,800,1800,500,0.24,0.74,0.02,0.91100000000000003,0.72]
[0.02,600,450,800,1800,1000,0.24,0.74,0.02,0.91100000000000003,0.55000000000000004]
[0.02,600,450,1200,90,0,0.24,0.74,0.02,0.91100000000000003,0.94]
[0.02,600,450,1200,90,500,0.24,0.74,0.02,0.91100000000000003,0.76]
[0.02,600,450,1200,90,1000,0.24,0.73,0.02,0.872,0.57999999999999996]
[0.02,600,450,1200,180,0,0.24,0.74,0.02,0.91100000000000003,0.94]
[0.02,600,450,1200,180,500,0.24,0.74,0.02,0.91100000000000003,0.76]
[0.02,600,450,1200,180,1000,0.24,0.74,0.02,0.91100000000000003,0.57999999999999996]
[0.02,600,450,1200,360,0,0.24,0.74,0.02,0.91100000000000003,0.94]
[0.02,600,450,1200,360,500,0.24,0.74,0.02,0.91100000000000003,0.76]
[0.02,600,450,1200,360,1000,0.24,0.74,0.02,0.91100000000000003,0.57999999999999996]
[0.02,600,450,1200,900,0,0.24,0.74,0.02,0.91100000000000003,0.94]
[0.02,600,450,1200,900,500,0.24,0.74,0.02,0.91100000000000003,0.76]
[0.02,600,450,1200,900,1000,0.24,0.74,0.02,0.91100000000000003,0.57999999999999996]
[0.02,600,450,1200,1800,0,0.24,0.74,0.02,0.91100000000000003,0.94]
[0.02,600,450,1200,1800,500,0.24,0.74,0.02,0.91100000000000003,0.76]
[0.02,600,450,1200,1800,1000,0.24,0.74,0.02,0.91100000000000003,0.57999999999999996]
[0.02,600,450,2000,90,0,0.24,0.74,0.02,0.91100000000000003,0.95]
[0.02,600,450,2000,90,500,0.24,0.74,0.02,0.91100000000000003,0.81]
[0.02,600,450,2000,90,1000,0.24,0.74,0.02,0.91100000000000003,0.67]
[0.02,600,450,2000,180,0,0.24,0.74,0.02,0.91100000000000003,0.95]
[0.02,600,450,2000,180,500,0.24,0.74,0.02,0.91100000000000003,0.81]
[0.02,600,450,2000,180,1000,0.24,0.74,0.02,0.91100000000000003,0.67]
[0.02,600,450,2000,360,0,0.24,0.74,0.02,0.91100000000000003,0.95]
[0.02,600,450,2000,360,500,0.24,0.74,0.02,0.91100000000000003,0.81]
[0.02,600,450,2000,360,1000,0.24,0.74,0.02,0.91100000000000003,0.67]
[0.02,600,450,2000,900,0,0.24,0.74,0.02,0.91100000000000003,0.95]
[0.02,600,450,2000,900,500,0.24,0.74,0.02,0.91100000000000003,0.81]
[0.02,600,450,2000,900,1000,0.24,0.74,0.02,0.91100000000000003,0.67]
[0.02,600,450,2000,1800,0,0.24,0.74,0.02,0.91100000000000003,0.95]
[0.02,600,450,2000,1800,500,0.24,0.74,0.02,0.91100000000000003,0.81]
[0.02,600,450,2000,1800,1000,0.24,0.74,0.02,0.91100000000000003,0.67]
[0.02,600,600,800,90,0,0.24,0.74,0.02,0.95299999999999996,0.91]
[0.02,600,600,800,90,500,0.24,0.74,0.02,0.93200000000000005,0.71]
[0.02,600,600,800,90,1000,0.24,0.73,0.03,0.745,0.55000000000000004]
[0.02,600,600,800,180,0,0.24,0.74,0.02,0.95299999999999996,0.91]
[0.02,600,600,800,180,500,0.24,0.74,0.02,0.95299999999999996,0.71]
[0.02,600,600,800,180,1000,0.24,0.74,0.02,0.93200000000000005,0.55000000000000004]
[0.02,600,600,800,360,0,0.24,0.74,0.02,0.95299999999999996,0.91]
[0.02,600,600,800,360,500,0.24,0.74,0.02,0.95299999999999996,0.71]
[0.02,600,600,800,360,1000,0.24,0.74,0.02,0.93200000000000005,0.55000000000000004]
[0.02,600,600,800,900,0,0.24,0.74,0.02,0.95299999999999996,0.91]
[0.02,600,600,800,900,500,0.24,0.74,0.02,0.95299999999999996,0.71]
[0.02,600,600,800,900,1000,0.24,0.74,0.02,0.93200000000000005,0.55000000000000004]
[0.02,600,600,800,1800,0,0.24,0.74,0.02,0.95299999999999996,0.91]
[0.02,600,600,800,1800,500,0.24,0.74,0.02,0.95299999999999996,0.71]
[0.02,600,600,800,1800,1000,0.24,0.74,0.02,0.93200000000000005,0.55000000000000004]
[0.02,600,600,1200,90,0,0.24,0.74,0.02,0.95299999999999996,0.92]
[0.02,600,600,1200,90,500,0.24,0.74,0.02,0.95299999999999996,0.75]
[0.02,600,600,1200,90,1000,0.24,0.73,0.02,0.93200000000000005,0.57999999999999996]
[0.02,600,600,1200,180,0,0.24,0.74,0.02,0.95299999999999996,0.92]
[0.02,600,600,1200,180,500,0.24,0.74,0.02,0.95299999999999996,0.75]
[0.02,600,600,1200,180,1000,0.24,0.74,0.02,0.95299999999999996,0.57999999999999996]
[0.02,600,600,1200,360,0,0.24,0.74,0.02,0.95299999999999996,0.92]
[0.02,600,600,1200,360,500,0.24,0.74,0.02,0.95299999999999996,0.75]
[0.02,600,600,1200,360,1000,0.24,0.74,0.02,0.95299999999999996,0.57999999999999996]
[0.02,600,600,1200,900,0,0.24,0.74,0.02,0.95299999999999996,0.92]
[0.02,600,600,1200,900,500,0.24,0.74,0.02,0.95299999999999996,0.75]
[0.02,600,600,1200,900,1000,0.24,0.74,0.02,0.95299999999999996,0.57999999999999996]
[0.02,600,600,1200,1800,0,0.24,0.74,0.02,0.95299999999999996,0.92]
[0.02,600,600,1200,1800,500,0.24,0.74,0.02,0.95299999999999996,0.75]
[0.02,600,600,1200,1800,1000,0.24,0.74,0.02,0.95299999999999996,0.57999999999999996]
[0.02,600,600,2000,90,0,0.24,0.74,0.02,0.95299999999999996,0.94]
[0.02,600,600,2000,90,500,0.24,0.74,0.02,0.95299999999999996,0.8]
[0.02,600,600,2000,90,1000,0.24,0.74,0.02,0.95299999999999996,0.67]
[0.02,600,600,2000,180,0,0.24,0.74,0.02,0.95299999999999996,0.94]
[0.02,600,600,2000,180,500,0.24,0.74,0.02,0.95299999999999996,0.8]
[0.02,600,600,2000,180,1000,0.24,0.74,0.02,0.95299999999999996,0.67]
[0.02,600,600,2000,360,0,0.24,0.74,0.02,0.95299999999999996,0.94]
[0.02,600,600,2000,360,500,0.24,0.74,0.02,0.95299999999999996,0.8]
[0.02,600,600,2000,360,1000,0.24,0.74,0.02,0.95299999999999996,0.67]
[0.02,600,600,2000,900,0,0.24,0.74,0.02,0.95299999999999996,0.94]
[0.02,600,600,2000,900,500,0.24,0.74,0.02,0.95299999999999996,0.8]
[0.02,600,600,2000,900,1000,0.24,0.74,0.02,0.95299999999999996,0.67]
[0.02,600,600,2000,1800,0,0.24,0.74,0.02,0.95299999999999996,0.94]
[0.02,600,600,2000,1800,500,0.24,0.74,0.02,0.95299999999999996,0.8]
[0.02,600,600,2000,1800,1000,0.24,0.74,0.02,0.95299999999999996,0.67]
[0.05,100,300,800,36,0,0.26,0.72,0.02,0.85399999999999998,0.92]
[0.05,100,300,800,36,500,0.27,0.71,0.03,0.745,0.53]
[0.05,100,300,800,36,1000,0.27,0.68,0.05,0.27300000000000002,0.21]
[0.05,100,300,800,72,0,0.26,0.72,0.02,0.89100000000000001,0.92]
[0.05,100,300,800,72,500,0.27,0.72,0.02,0.872,0.53]
[0.05,100,300,800,72,1000,0.27,0.71,0.03,0.58599999999999997,0.22]
[0.05,100,300,800,144,0,0.26,0.72,0.02,0.89100000000000001,0.92]
[0.05,100,300,800,144,500,0.27,0.72,0.02,0.89100000000000001,0.53]
[0.05,100,300,800,144,1000,0.27,0.72,0.02,0.85399999999999998,0.22]
[0.05,100,300,800,360,0,0.26,0.72,0.02,0.89100000000000001,0.92]
[0.05,100,300,800,360,500,0.27,0.72,0.02,0.89100000000000001,0.53]
[0.05,100,300,800,360,1000,0.27,0.72,0.02,0.85399999999999998,0.22]
[0.05,100,300,800,720,0,0.26,0.72,0.02,0.89100000000000001,0.92]
[0.05,100,300,800,720,500,0.27,0.72,0.02,0.89100000000000001,0.53]
[0.05,100,300,800,720,1000,0.27,0.72,0.02,0.85399999999999998,0.22]
[0.05,100,300,1200,36,0,0.26,0.72,0.02,0.89100000000000001,0.94]
[0.05,100,300,1200,36,500,0.27,0.72,0.02,0.85399999999999998,0.64]
[0.05,100,300,1200,36,1000,0.27,0.71,0.03,0.66100000000000003,0.34]
[0.05,100,300,1200,72,0,0.26,0.72,0.02,0.89100000000000001,0.94]
[0.05,100,300,1200,72,500,0.27,0.72,0.02,0.89100000000000001,0.64]
[0.05,100,300,1200,72,1000,0.27,0.72,0.02,0.83699999999999997,0.34]
[0.05,100,300,1200,144,0,0.26,0.72,0.02,0.89100000000000001,0.94]
[0.05,100,300,1200,144,500,0.27,0.72,0.02,0.89100000000000001,0.64]
[0.05,100,300,1200,144,1000,0.27,0.72,0.02,0.89100000000000001,0.34]
[0.05,100,300,1200,360,0,0.26,0.72,0.02,0.89100000000000001,0.94]
[0.05,100,300,1200,360,500,0.27,0.72,0.02,0.89100000000000001,0.64]
[0.05,100,300,1200,360,1000,0.27,0.72,0.02,0.89100000000000001,0.34]
[0.05,100,300,1200,720,0,0.26,0.72,0.02,0.89100000000000001,0.94]
[0.05,100,300,1200,720,500,0.27,0.72,0.02,0.89100000000000001,0.64]
[0.05,100,300,1200,720,1000,0.27,0.72,0.02,0.89100000000000001,0.34]
[0.05,100,300,2000,36,0,0.26,0.72,0.02,0.89100000000000001,0.96]
[0.05,100,300,2000,36,500,0.27,0.72,0.02,0.89100000000000001,0.76]
[0.05,100,300,2000,36,1000,0.27,0.72,0.02,0.89100000000000001,0.55000000000000004]
[0.05,100,300,2000,72,0,0.26,0.72,0.02,0.89100000000000001,0.96]
[0.05,100,300,2000,72,500,0.27,0.72,0.02,0.89100000000000001,0.76]
[0.05,100,300,2000,72,1000,0.27,0.72,0.02,0.89100000000000001,0.55000000000000004]
[0.05,100,300,2000,144,0,0.26,0.72,0.02,0.89100000000000001,0.96]
[0.05,100,300,2000,144,500,0.27,0.72,0.02,0.89100000000000001,0.76]
[0.05,100,300,2000,144,1000,0.27,0.72,0.02,0.89100000000000001,0.55000000000000004]
[0.05,100,300,2000,360,0,0.26,0.72,0.02,0.89100000000000001,0.96]
[0.05,100,300,2000,360,500,0.27,0.72,0.02,0.89100000000000001,0.76]
[0.05,100,300,2000,360,1000,0.27,0.72,0.02,0.89100000000000001,0.55000000000000004]
[0.05,100,300,2000,720,0,0.26,0.72,0.02,0.89100000000000001,0.96]
[0.05,100,300,2000,720,500,0.27,0.72,0.02,0.89100000000000001,0.76]
[0.05,100,300,2000,720,1000,0.27,0.72,0.02,0.89100000000000001,0.55000000000000004]
[0.05,100,450,800,36,0,0.26,0.72,0.02,0.91100000000000003,0.88]
[0.05,100,450,800,36,500,0.27,0.71,0.02,0.80400000000000005,0.53]
[0.05,100,450,800,36,1000,0.27,0.69,0.04,0.39,0.25]
[0.05,100,450,800,72,0,0.26,0.72,0.02,0.93200000000000005,0.88]
[0.05,100,450,800,72,500,0.27,0.72,0.02,0.91100000000000003,0.53]
[0.05,100,450,800,72,1000,0.27,0.71,0.03,0.67200000000000004,0.25]
[0.05,100,450,800,144,0,0.26,0.72,0.02,0.93200000000000005,0.88]
[0.05,100,450,800,144,500,0.27,0.72,0.02,0.93200000000000005,0.53]
[0.05,100,450,800,144,1000,0.27,0.72,0.02,0.89100000000000001,0.25]
[0.05,100,450,800,360,0,0.26,0.72,0.02,0.93200000000000005,0.88]
[0.05,100,450,800,360,500,0.27,0.72,0.02,0.93200000000000005,0.53]
[0.05,100,450,800,360,1000,0.27,0.72,0.02,0.89100000000000001,0.25]
[0.05,100,450,800,720,0,0.26,0.72,0.02,0.93200000000000005,0.88]
[0.05,100,450,800,720,500,0.27,0.72,0.02,0.93200000000000005,0.53]
[0.05,100,450,800,720,1000,0.27,0.72,0.02,0.89100000000000001,0.25]
[0.05,100,450,1200,36,0,0.26,0.72,0.02,0.93200000000000005,0.91]
[0.05,100,450,1200,36,500,0.27,0.72,0.02,0.89100000000000001,0.63]
[0.05,100,450,1200,36,1000,0.27,0.71,0.03,0.745,0.36]
[0.05,100,450,1200,72,0,0.26,0.72,0.02,0.93200000000000005,0.91]
[0.05,100,450,1200,72,500,0.27,0.72,0.02,0.93200000000000005,0.63]
[0.05,100,450,1200,72,1000,0.27,0.72,0.02,0.91100000000000003,0.36]
[0.05,100,450,1200,144,0,0.26,0.72,0.02,0.93200000000000005,0.91]
[0.05,100,450,1200,144,500,0.27,0.72,0.02,0.93200000000000005,0.63]
[0.05,100,450,1200,144,1000,0.27,0.72,0.02,0.93200000000000005,0.36]
[0.05,100,450,1200,360,0,0.26,0.72,0.02,0.93200000000000005,0.91]
[0.05,100,450,1200,360,500,0.27,0.72,0.02,0.93200000000000005,0.63]
[0.05,100,450,1200,360,1000,0.27,0.72,0.02,0.93200000000000005,0.36]
[0.05,100,450,1200,720,0,0.26,0.72,0.02,0.93200000000000005,0.91]
[0.05,100,450,1200,720,500,0.27,0.72,0.02,0.93200000000000005,0.63]
[0.05,100,450,1200,720,1000,0.27,0.72,0.02,0.93200000000000005,0.36]
[0.05,100,450,2000,36,0,0.26,0.72,0.02,0.93200000000000005,0.94]
[0.05,100,450,2000,36,500,0.27,0.72,0.02,0.93200000000000005,0.74]
[0.05,100,450,2000,36,1000,0.27,0.72,0.02,0.93200000000000005,0.55000000000000004]
[0.05,100,450,2000,72,0,0.26,0.72,0.02,0.93200000000000005,0.94]
[0.05,100,450,2000,72,500,0.27,0.72,0.02,0.93200000000000005,0.74]
[0.05,100,450,2000,72,1000,0.27,0.72,0.02,0.93200000000000005,0.55000000000000004]
[0.05,100,450,2000,144,0,0.26,0.72,0.02,0.93200000000000005,0.94]
[0.05,100,450,2000,144,500,0.27,0.72,0.02,0.93200000000000005,0.74]
[0.05,100,450,2000,144,1000,0.27,0.72,0.02,0.93200000000000005,0.55000000000000004]
[0.05,100,450,2000,360,0,0.26,0.72,0.02,0.93200000000000005,0.94]
[0.05,100,450,2000,360,500,0.27,0.72,0.02,0.93200000000000005,0.74]
[0.05,100,450,2000,360,1000,0.27,0.72,0.02,0.93200000000000005,0.55000000000000004]
[0.05,100,450,2000,720,0,0.26,0.72,0.02,0.93200000000000005,0.94]
[0.05,100,450,2000,720,500,0.27,0.72,0.02,0.93200000000000005,0.74]
[0.05,100,450,2000,720,1000,0.27,0.72,0.02,0.93200000000000005,0.55000000000000004]
[0.05,100,600,800,36,0,0.26,0.72,0.02,0.95299999999999996,0.85]
[0.05,100,600,800,36,500,0.27,0.72,0.02,0.85399999999999998,0.53]
[0.05,100,600,800,36,1000,0.27,0.7,0.04,0.46600000000000003,0.27]
[0.05,100,600,800,72,0,0.26,0.72,0.02,0.97599999999999998,0.85]
[0.05,100,600,800,72,500,0.27,0.72,0.02,0.95299999999999996,0.53]
[0.05,100,600,800,72,1000,0.27,0.71,0.02,0.80400000000000005,0.28000000000000003]
[0.05,100,600,800,144,0,0.26,0.72,0.02,0.97599999999999998,0.85]
[0.05,100,600,800,144,500,0.27,0.72,0.02,0.97599999999999998,0.53]
[0.05,100,600,800,144,1000,0.27,0.72,0.02,0.97599999999999998,0.28000000000000003]
[0.05,100,600,800,360,0,0.26,0.72,0.02,0.97599999999999998,0.85]
[0.05,100,600,800,360,500,0.27,0.72,0.02,0.97599999999999998,0.53]
[0.05,100,600,800,360,1000,0.27,0.72,0.02,0.97599999999999998,0.28000000000000003]
[0.05,100,600,800,720,0,0.26,0.72,0.02,0.97599999999999998,0.85]
[0.05,100,600,800,720,500,0.27,0.72,0.02,0.97599999999999998,0.53]
[0.05,100,600,800,720,1000,0.27,0.72,0.02,0.97599999999999998,0.28000000000000003]
[0.05,100,600,1200,36,0,0.26,0.72,0.02,0.97599999999999998,0.88]
[0.05,100,600,1200,36,500,0.27,0.72,0.02,0.95299999999999996,0.63]
[0.05,100,600,1200,36,1000,0.27,0.71,0.02,0.83699999999999997,0.37]
[0.05,100,600,1200,72,0,0.26,0.72,0.02,0.97599999999999998,0.88]
[0.05,100,600,1200,72,500,0.27,0.72,0.02,0.97599999999999998,0.63]
[0.05,100,600,1200,72,1000,0.27,0.72,0.02,0.95299999999999996,0.37]
[0.05,100,600,1200,144,0,0.26,0.72,0.02,0.97599999999999998,0.88]
[0.05,100,600,1200,144,500,0.27,0.72,0.02,0.97599999999999998,0.63]
[0.05,100,600,1200,144,1000,0.27,0.72,0.02,0.97599999999999998,0.37]
[0.05,100,600,1200,360,0,0.26,0.72,0.02,0.97599999999999998,0.88]
[0.05,100,600,1200,360,500,0.27,0.72,0.02,0.97599999999999998,0.63]
[0.05,100,600,1200,360,1000,0.27,0.72,0.02,0.97599999999999998,0.37]
[0.05,100,600,1200,720,0,0.26,0.72,0.02,0.97599999999999998,0.88]
[0.05,100,600,1200,720,500,0.27,0.72,0.02,0.97599999999999998,0.63]
[0.05,100,600,1200,720,1000,0.27,0.72,0.02,0.97599999999999998,0.37]
[0.05,100,600,2000,36,0,0.26,0.72,0.02,0.97599999999999998,0.92]
[0.05,100,600,2000,36,500,0.27,0.72,0.02,0.97599999999999998,0.73]
[0.05,100,600,2000,36,1000,0.27,0.72,0.02,0.97599999999999998,0.55000000000000004]
[0.05,100,600,2000,72,0,0.26,0.72,0.02,0.97599999999999998,0.92]
[0.05,100,600,2000,72,500,0.27,0.72,0.02,0.97599999999999998,0.73]
[0.05,100,600,2000,72,1000,0.27,0.72,0.02,0.97599999999999998,0.55000000000000004]
[0.05,100,600,2000,144,0,0.26,0.72,0.02,0.97599999999999998,0.92]
[0.05,100,600,2000,144,500,0.27,0.72,0.02,0.97599999999999998,0.73]
[0.05,100,600,2000,144,1000,0.27,0.72,0.02,0.97599999999999998,0.55000000000000004]
[0.05,100,600,2000,360,0,0.26,0.72,0.02,0.97599999999999998,0.92]
[0.05,100,600,2000,360,500,0.27,0.72,0.02,0.97599999999999998,0.73]
[0.05,100,600,2000,360,1000,0.27,0.72,0.02,0.97599999999999998,0.55000000000000004]
[0.05,100,600,2000,720,0,0.26,0.72,0.02,0.97599999999999998,0.92]
[0.05,100,600,2000,720,500,0.27,0.72,0.02,0.97599999999999998,0.73]
[0.05,100,600,2000,720,1000,0.27,0.72,0.02,0.97599999999999998,0.55000000000000004]
[0.05,300,300,800,36,0,0.26,0.73,0.01,3.726,0.94]
[0.05,300,300,800,36,500,0.27,0.72,0.01,2.5619999999999998,0.63]
[0.05,300,300,800,36,1000,0.27,0.71,0.02,1.1080000000000001,0.39]
[0.05,300,300,800,72,0,0.26,0.73,0.01,3.726,0.94]
[0.05,300,300,800,72,500,0.27,0.73,0.01,3.726,0.63]
[0.05,300,300,800,72,1000,0.27,0.72,0.01,2.2770000000000001,0.4]
[0.05,300,300,800,144,0,0.26,0.73,0.01,3.726,0.94]
[0.05,300,300,800,144,500,0.27,0.73,0.01,3.726,0.63]
[0.05,300,300,800,144,1000,0.27,0.73,0.01,3.726,0.4]
[0.05,300,300,800,360,0,0.26,0.73,0.01,3.726,0.94]
[0.05,300,300,800,360,500,0.27,0.73,0.01,3.726,0.63]
[0.05,300,300,800,360,1000,0.27,0.73,0.01,3.726,0.4]
[0.05,300,300,800,720,0,0.26,0.73,0.01,3.726,0.94]
[0.05,300,300,800,720,500,0.27,0.73,0.01,3.726,0.63]
[0.05,300,300,800,720,1000,0.27,0.73,0.01,3.726,0.4]
[0.05,300,300,1200,36,0,0.26,0.73,0.01,3.726,0.95]
[0.05,300,300,1200,36,500,0.27,0.73,0.01,3.4159999999999999,0.71]
[0.05,300,300,1200,36,1000,0.27,0.72,0.01,2.5619999999999998,0.46]
[0.05,300,300,1200,72,0,0.26,0.73,0.01,3.726,0.95]
[0.05,300,300,1200,72,500,0.27,0.73,0.01,3.726,0.71]
[0.05,300,300,1200,72,1000,0.27,0.73,0.01,3.4159999999999999,0.46]
[0.05,300,300,1200,144,0,0.26,0.73,0.01,3.726,0.95]
[0.05,300,300,1200,144,500,0.27,0.73,0.01,3.726,0.71]
[0.05,300,300,1200,144,1000,0.27,0.73,0.01,3.726,0.46]
[0.05,300,300,1200,360,0,0.26,0.73,0.01,3.726,0.95]
[0.05,300,300,1200,360,500,0.27,0.73,0.01,3.726,0.71]
[0.05,300,300,1200,360,1000,0.27,0.73,0.01,3.726,0.46]
[0.05,300,300,1200,720,0,0.26,0.73,0.01,3.726,0.95]
[0.05,300,300,1200,720,500,0.27,0.73,0.01,3.726,0.71]
[0.05,300,300,1200,720,1000,0.27,0.73,0.01,3.726,0.46]
[0.05,300,300,2000,36,0,0.26,0.73,0.01,3.726,0.96]
[0.05,300,300,2000,36,500,0.27,0.73,0.01,3.726,0.79]
[0.05,300,300,2000,36,1000,0.27,0.73,0.01,3.726,0.61]
[0.05,300,300,2000,72,0,0.26,0.73,0.01,3.726,0.96]
[0.05,300,300,2000,72,500,0.27,0.73,0.01,3.726,0.79]
[0.05,300,300,2000,72,1000,0.27,0.73,0.01,3.726,0.61]
[0.05,300,300,2000,144,0,0.26,0.73,0.01,3.726,0.96]
[0.05,300,300,2000,144,500,0.27,0.73,0.01,3.726,0.79]
[0.05,300,300,2000,144,1000,0.27,0.73,0.01,3.726,0.61]
[0.05,300,300,2000,360,0,0.26,0.73,0.01,3.726,0.96]
[0.05,300,300,2000,360,500,0.27,0.73,0.01,3.726,0.79]
[0.05,300,300,2000,360,1000,0.27,0.73,0.01,3.726,0.61]
[0.05,300,300,2000,720,0,0.26,0.73,0.01,3.726,0.96]
[0.05,300,300,2000,720,500,0.27,0.73,0.01,3.726,0.79]
[0.05,300,300,2000,720,1000,0.27,0.73,0.01,3.726,0.61]
[0.05,300,450,800,36,0,0.26,0.73,0.01,3.726,0.91]
[0.05,300,450,800,36,500,0.27,0.73,0.01,2.5619999999999998,0.63]
[0.05,300,450,800,36,1000,0.27,0.72,0.02,1.3660000000000001,0.41]
[0.05,300,450,800,72,0,0.26,0.73,0.01,3.726,0.91]
[0.05,300,450,800,72,500,0.27,0.73,0.01,3.726,0.63]
[0.05,300,450,800,72,1000,0.27,0.72,0.01,2.7330000000000001,0.41]
[0.05,300,450,800,144,0,0.26,0.73,0.01,3.726,0.91]
[0.05,300,450,800,144,500,0.27,0.73,0.01,3.726,0.63]
[0.05,300,450,800,144,1000,0.27,0.73,0.01,3.726,0.41]
[0.05,300,450,800,360,0,0.26,0.73,0.01,3.726,0.91]
[0.05,300,450,800,360,500,0.27,0.73,0.01,3.726,0.63]
[0.05,300,450,800,360,1000,0.27,0.73,0.01,3.726,0.41]
[0.05,300,450,800,720,0,0.26,0.73,0.01,3.726,0.91]
[0.05,300,450,800,720,500,0.27,0.73,0.01,3.726,0.63]
[0.05,300,450,800,720,1000,0.27,0.73,0.01,3.726,0.41]
[0.05,300,450,1200,36,0,0.26,0.73,0.01,3.726,0.92]
[0.05,300,450,1200,36,500,0.27,0.73,0.01,3.726,0.7]
[0.05,300,450,1200,36,1000,0.27,0.72,0.01,2.5619999999999998,0.47]
[0.05,300,450,1200,72,0,0.26,0.73,0.01,3.726,0.92]
[0.05,300,450,1200,72,500,0.27,0.73,0.01,3.726,0.7]
[0.05,300,450,1200,72,1000,0.27,0.73,0.01,3.4159999999999999,0.47]
[0.05,300,450,1200,144,0,0.26,0.73,0.01,3.726,0.92]
[0.05,300,450,1200,144,500,0.27,0.73,0.01,3.726,0.7]
[0.05,300,450,1200,144,1000,0.27,0.73,0.01,3.726,0.47]
[0.05,300,450,1200,360,0,0.26,0.73,0.01,3.726,0.92]
[0.05,300,450,1200,360,500,0.27,0.73,0.01,3.726,0.7]
[0.05,300,450,1200,360,1000,0.27,0.73,0.01,3.726,0.47]
[0.05,300,450,1200,720,0,0.26,0.73,0.01,3.726,0.92]
[0.05,300,450,1200,720,500,0.27,0.73,0.01,3.726,0.7]
[0.05,300,450,1200,720,1000,0.27,0.73,0.01,3.726,0.47]
[0.05,300,450,2000,36,0,0.26,0.73,0.01,3.726,0.94]
[0.05,300,450,2000,36,500,0.27,0.73,0.01,3.726,0.78]
[0.05,300,450,2000,36,1000,0.27,0.73,0.01,3.726,0.61]
[0.05,300,450,2000,72,0,0.26,0.73,0.01,3.726,0.94]
[0.05,300,450,2000,72,500,0.27,0.73,0.01,3.726,0.78]
[0.05,300,450,2000,72,1000,0.27,0.73,0.01,3.726,0.61]
[0.05,300,450,2000,144,0,0.26,0.73,0.01,3.726,0.94]
[0.05,300,450,2000,144,500,0.27,0.73,0.01,3.726,0.78]
[0.05,300,450,2000,144,1000,0.27,0.73,0.01,3.726,0.61]
[0.05,300,450,2000,360,0,0.26,0.73,0.01,3.726,0.94]
[0.05,300,450,2000,360,500,0.27,0.73,0.01,3.726,0.78]
[0.05,300,450,2000,360,1000,0.27,0.73,0.01,3.726,0.61]
[0.05,300,450,2000,720,0,0.26,0.73,0.01,3.726,0.94]
[0.05,300,450,2000,720,500,0.27,0.73,0.01,3.726,0.78]
[0.05,300,450,2000,720,1000,0.27,0.73,0.01,3.726,0.61]
[0.05,300,600,800,36,0,0.26,0.73,0.01,4.5540000000000003,0.88]
[0.05,300,600,800,36,500,0.27,0.73,0.01,3.153,0.62]
[0.05,300,600,800,36,1000,0.27,0.72,0.02,1.5760000000000001,0.42]
[0.05,300,600,800,72,0,0.26,0.73,0.01,4.5540000000000003,0.88]
[0.05,300,600,800,72,500,0.27,0.73,0.01,4.5540000000000003,0.62]
[0.05,300,600,800,72,1000,0.27,0.72,0.01,2.9279999999999999,0.42]
[0.05,300,600,800,144,0,0.26,0.73,0.01,4.5540000000000003,0.88]
[0.05,300,600,800,144,500,0.27,0.73,0.01,4.5540000000000003,0.62]
[0.05,300,600,800,144,1000,0.27,0.73,0.01,3.726,0.42]
[0.05,300,600,800,360,0,0.26,0.73,0.01,4.5540000000000003,0.88]
[0.05,300,600,800,360,500,0.27,0.73,0.01,4.5540000000000003,0.62]
[0.05,300,600,800,360,1000,0.27,0.73,0.01,3.726,0.42]
[0.05,300,600,800,720,0,0.26,0.73,0.01,4.5540000000000003,0.88]
[0.05,300,600,800,720,500,0.27,0.73,0.01,4.5540000000000003,0.62]
[0.05,300,600,800,720,1000,0.27,0.73,0.01,3.726,0.42]
[0.05,300,600,1200,36,0,0.26,0.73,0.01,4.5540000000000003,0.9]
[0.05,300,600,1200,36,500,0.27,0.73,0.01,4.5540000000000003,0.69]
[0.05,300,600,1200,36,1000,0.27,0.72,0.01,2.7330000000000001,0.47]
[0.05,300,600,1200,72,0,0.26,0.73,0.01,4.5540000000000003,0.9]
[0.05,300,600,1200,72,500,0.27,0.73,0.01,4.5540000000000003,0.69]
[0.05,300,600,1200,72,1000,0.27,0.73,0.01,4.5540000000000003,0.47]
[0.05,300,600,1200,144,0,0.26,0.73,0.01,4.5540000000000003,0.9]
[0.05,300,600,1200,144,500,0.27,0.73,0.01,4.5540000000000003,0.69]
[0.05,300,600,1200,144,1000,0.27,0.73,0.01,4.5540000000000003,0.47]
[0.05,300,600,1200,360,0,0.26,0.73,0.01,4.5540000000000003,0.9]
[0.05,300,600,1200,360,500,0.27,0.73,0.01,4.5540000000000003,0.69]
[0.05,300,600,1200,360,1000,0.27,0.73,0.01,4.5540000000000003,0.47]
[0.05,300,600,1200,720,0,0.26,0.73,0.01,4.5540000000000003,0.9]
[0.05,300,600,1200,720,500,0.27,0.73,0.01,4.5540000000000003,0.69]
[0.05,300,600,1200,720,1000,0.27,0.73,0.01,4.5540000000000003,0.47]
[0.05,300,600,2000,36,0,0.26,0.73,0.01,4.5540000000000003,0.93]
[0.05,300,600,2000,36,500,0.27,0.73,0.01,4.5540000000000003,0.77]
[0.05,300,600,2000,36,1000,0.27,0.73,0.01,4.5540000000000003,0.61]
[0.05,300,600,2000,72,0,0.26,0.73,0.01,4.5540000000000003,0.93]
[0.05,300,600,2000,72,500,0.27,0.73,0.01,4.5540000000000003,0.77]
[0.05,300,600,2000,72,1000,0.27,0.73,0.01,4.5540000000000003,0.61]
[0.05,300,600,2000,144,0,0.26,0.73,0.01,4.5540000000000003,0.93]
[0.05,300,600,2000,144,500,0.27,0.73,0.01,4.5540000000000003,0.77]
[0.05,300,600,2000,144,1000,0.27,0.73,0.01,4.5540000000000003,0.61]
[0.05,300,600,2000,360,0,0.26,0.73,0.01,4.5540000000000003,0.93]
[0.05,300,600,2000,360,500,0.27,0.73,0.01,4.5540000000000003,0.77]
[0.05,300,600,2000,360,1000,0.27,0.73,0.01,4.5540000000000003,0.61]
[0.05,300,600,2000,720,0,0.26,0.73,0.01,4.5540000000000003,0.93]
[0.05,300,600,2000,720,500,0.27,0.73,0.01,4.5540000000000003,0.77]
[0.05,300,600,2000,720,1000,0.27,0.73,0.01,4.5540000000000003,0.61]
[0.05,600,300,800,36,0,0.26,0.73,0.01,8.1980000000000004,0.95]
[0.05,600,300,800,36,500,0.27,0.73,0.01,6.8310000000000004,0.73]
[0.05,600,300,800,36,1000,0.27,0.73,0.01,3.726,0.55000000000000004]
[0.05,600,300,800,72,0,0.26,0.74,0.01,8.1980000000000004,0.95]
[0.05,600,300,800,72,500,0.27,0.73,0.01,8.1980000000000004,0.73]
[0.05,600,300,800,72,1000,0.27,0.73,0.01,6.8310000000000004,0.55000000000000004]
[0.05,600,300,800,144,0,0.26,0.74,0.01,8.1980000000000004,0.95]
[0.05,600,300,800,144,500,0.27,0.73,0.01,8.1980000000000004,0.73]
[0.05,600,300,800,144,1000,0.27,0.73,0.01,8.1980000000000004,0.55000000000000004]
[0.05,600,300,800,360,0,0.26,0.74,0.01,8.1980000000000004,0.95]
[0.05,600,300,800,360,500,0.27,0.73,0.01,8.1980000000000004,0.73]
[0.05,600,300,800,360,1000,0.27,0.73,0.01,8.1980000000000004,0.55000000000000004]
[0.05,600,300,800,720,0,0.26,0.74,0.01,8.1980000000000004,0.95]
[0.05,600,300,800,720,500,0.27,0.73,0.01,8.1980000000000004,0.73]
[0.05,600,300,800,720,1000,0.27,0.73,0.01,8.1980000000000004,0.55000000000000004]
[0.05,600,300,1200,36,0,0.26,0.74,0.01,8.1980000000000004,0.96]
[0.05,600,300,1200,36,500,0.27,0.73,0.01,8.1980000000000004,0.77]
[0.05,600,300,1200,36,1000,0.27,0.73,0.01,6.8310000000000004,0.57999999999999996]
[0.05,600,300,1200,72,0,0.26,0.74,0.01,8.1980000000000004,0.96]
[0.05,600,300,1200,72,500,0.27,0.73,0.01,8.1980000000000004,0.77]
[0.05,600,300,1200,72,1000,0.27,0.73,0.01,8.1980000000000004,0.57999999999999996]
[0.05,600,300,1200,144,0,0.26,0.74,0.01,8.1980000000000004,0.96]
[0.05,600,300,1200,144,500,0.27,0.73,0.01,8.1980000000000004,0.77]
[0.05,600,300,1200,144,1000,0.27,0.73,0.01,8.1980000000000004,0.57999999999999996]
[0.05,600,300,1200,360,0,0.26,0.74,0.01,8.1980000000000004,0.96]
[0.05,600,300,1200,360,500,0.27,0.73,0.01,8.1980000000000004,0.77]
[0.05,600,300,1200,360,1000,0.27,0.73,0.01,8.1980000000000004,0.57999999999999996]
[0.05,600,300,1200,720,0,0.26,0.74,0.01,8.1980000000000004,0.96]
[0.05,600,300,1200,720,500,0.27,0.73,0.01,8.1980000000000004,0.77]
[0.05,600,300,1200,720,1000,0.27,0.73,0.01,8.1980000000000004,0.57999999999999996]
[0.05,600,300,2000,36,0,0.26,0.74,0.01,8.1980000000000004,0.97]
[0.05,600,300,2000,36,500,0.27,0.73,0.01,8.1980000000000004,0.82]
[0.05,600,300,2000,36,1000,0.27,0.73,0.01,8.1980000000000004,0.68]
[0.05,600,300,2000,72,0,0.26,0.74,0.01,8.1980000000000004,0.97]
[0.05,600,300,2000,72,500,0.27,0.73,0.01,8.1980000000000004,0.82]
[0.05,600,300,2000,72,1000,0.27,0.73,0.01,8.1980000000000004,0.68]
[0.05,600,300,2000,144,0,0.26,0.74,0.01,8.1980000000000004,0.97]
[0.05,600,300,2000,144,500,0.27,0.73,0.01,8.1980000000000004,0.82]
[0.05,600,300,2000,144,1000,0.27,0.73,0.01,8.1980000000000004,0.68]
[0.05,600,300,2000,360,0,0.26,0.74,0.01,8.1980000000000004,0.97]
[0.05,600,300,2000,360,500,0.27,0.73,0.01,8.1980000000000004,0.82]
[0.05,600,300,2000,360,1000,0.27,0.73,0.01,8.1980000000000004,0.68]
[0.05,600,300,2000,720,0,0.26,0.74,0.01,8.1980000000000004,0.97]
[0.05,600,300,2000,720,500,0.27,0.73,0.01,8.1980000000000004,0.82]
[0.05,600,300,2000,720,1000,0.27,0.73,0.01,8.1980000000000004,0.68]
[0.05,600,450,800,36,0,0.26,0.73,0.01,10.247,0.93]
[0.05,600,450,800,36,500,0.27,0.73,0.01,8.1980000000000004,0.72]
[0.05,600,450,800,36,1000,0.27,0.73,0.01,4.5540000000000003,0.55000000000000004]
[0.05,600,450,800,72,0,0.26,0.73,0.01,10.247,0.93]
[0.05,600,450,800,72,500,0.27,0.73,0.01,10.247,0.72]
[0.05,600,450,800,72,1000,0.27,0.73,0.01,6.8310000000000004,0.55000000000000004]
[0.05,600,450,800,144,0,0.26,0.73,0.01,10.247,0.93]
[0.05,600,450,800,144,500,0.27,0.73,0.01,10.247,0.72]
[0.05,600,450,800,144,1000,0.27,0.73,0.01,8.1980000000000004,0.55000000000000004]
[0.05,600,450,800,360,0,0.26,0.73,0.01,10.247,0.93]
[0.05,600,450,800,360,500,0.27,0.73,0.01,10.247,0.72]
[0.05,600,450,800,360,1000,0.27,0.73,0.01,8.1980000000000004,0.55000000000000004]
[0.05,600,450,800,720,0,0.26,0.73,0.01,10.247,0.93]
[0.05,600,450,800,720,500,0.27,0.73,0.01,10.247,0.72]
[0.05,600,450,800,720,1000,0.27,0.73,0.01,8.1980000000000004,0.55000000000000004]
[0.05,600,450,1200,36,0,0.26,0.73,0.01,10.247,0.94]
[0.05,600,450,1200,36,500,0.27,0.73,0.01,10.247,0.76]
[0.05,600,450,1200,36,1000,0.27,0.73,0.01,8.1980000000000004,0.57999999999999996]
[0.05,600,450,1200,72,0,0.26,0.73,0.01,10.247,0.94]
[0.05,600,450,1200,72,500,0.27,0.73,0.01,10.247,0.76]
[0.05,600,450,1200,72,1000,0.27,0.73,0.01,10.247,0.57999999999999996]
[0.05,600,450,1200,144,0,0.26,0.73,0.01,10.247,0.94]
[0.05,600,450,1200,144,500,0.27,0.73,0.01,10.247,0.76]
[0.05,600,450,1200,144,1000,0.27,0.73,0.01,10.247,0.57999999999999996]
[0.05,600,450,1200,360,0,0.26,0.73,0.01,10.247,0.94]
[0.05,600,450,1200,360,500,0.27,0.73,0.01,10.247,0.76]
[0.05,600,450,1200,360,1000,0.27,0.73,0.01,10.247,0.57999999999999996]
[0.05,600,450,1200,720,0,0.26,0.73,0.01,10.247,0.94]
[0.05,600,450,1200,720,500,0.27,0.73,0.01,10.247,0.76]
[0.05,600,450,1200,720,1000,0.27,0.73,0.01,10.247,0.57999999999999996]
[0.05,600,450,2000,36,0,0.26,0.73,0.01,10.247,0.95]
[0.05,600,450,2000,36,500,0.27,0.73,0.01,10.247,0.81]
[0.05,600,450,2000,36,1000,0.27,0.73,0.01,10.247,0.67]
[0.05,600,450,2000,72,0,0.26,0.73,0.01,10.247,0.95]
[0.05,600,450,2000,72,500,0.27,0.73,0.01,10.247,0.81]
[0.05,600,450,2000,72,1000,0.27,0.73,0.01,10.247,0.67]
[0.05,600,450,2000,144,0,0.26,0.73,0.01,10.247,0.95]
[0.05,600,450,2000,144,500,0.27,0.73,0.01,10.247,0.81]
[0.05,600,450,2000,144,1000,0.27,0.73,0.01,10.247,0.67]
[0.05,600,450,2000,360,0,0.26,0.73,0.01,10.247,0.95]
[0.05,600,450,2000,360,500,0.27,0.73,0.01,10.247,0.81]
[0.05,600,450,2000,360,1000,0.27,0.73,0.01,10.247,0.67]
[0.05,600,450,2000,720,0,0.26,0.73,0.01,10.247,0.95]
[0.05,600,450,2000,720,500,0.27,0.73,0.01,10.247,0.81]
[0.05,600,450,2000,720,1000,0.27,0.73,0.01,10.247,0.67]
[0.05,600,600,800,36,0,0.26,0.73,0.01,10.247,0.91]
[0.05,600,600,800,36,500,0.27,0.73,0.01,8.1980000000000004,0.71]
[0.05,600,600,800,36,1000,0.27,0.73,0.01,5.1239999999999997,0.55000000000000004]
[0.05,600,600,800,72,0,0.26,0.73,0.01,10.247,0.91]
[0.05,600,600,800,72,500,0.27,0.73,0.01,10.247,0.71]
[0.05,600,600,800,72,1000,0.27,0.73,0.01,6.8310000000000004,0.55000000000000004]
[0.05,600,600,800,144,0,0.26,0.73,0.01,10.247,0.91]
[0.05,600,600,800,144,500,0.27,0.73,0.01,10.247,0.71]
[0.05,600,600,800,144,1000,0.27,0.73,0.01,10.247,0.55000000000000004]
[0.05,600,600,800,360,0,0.26,0.73,0.01,10.247,0.91]
[0.05,600,600,800,360,500,0.27,0.73,0.01,10.247,0.71]
[0.05,600,600,800,360,1000,0.27,0.73,0.01,10.247,0.55000000000000004]
[0.05,600,600,800,720,0,0.26,0.73,0.01,10.247,0.91]
[0.05,600,600,800,720,500,0.27,0.73,0.01,10.247,0.71]
[0.05,600,600,800,720,1000,0.27,0.73,0.01,10.247,0.55000000000000004]
[0.05,600,600,1200,36,0,0.26,0.73,0.01,10.247,0.92]
[0.05,600,600,1200,36,500,0.27,0.73,0.01,10.247,0.75]
[0.05,600,600,1200,36,1000,0.27,0.73,0.01,8.1980000000000004,0.57999999999999996]
[0.05,600,600,1200,72,0,0.26,0.73,0.01,10.247,0.92]
[0.05,600,600,1200,72,500,0.27,0.73,0.01,10.247,0.75]
[0.05,600,600,1200,72,1000,0.27,0.73,0.01,10.247,0.57999999999999996]
[0.05,600,600,1200,144,0,0.26,0.73,0.01,10.247,0.92]
[0.05,600,600,1200,144,500,0.27,0.73,0.01,10.247,0.75]
[0.05,600,600,1200,144,1000,0.27,0.73,0.01,10.247,0.57999999999999996]
[0.05,600,600,1200,360,0,0.26,0.73,0.01,10.247,0.92]
[0.05,600,600,1200,360,500,0.27,0.73,0.01,10.247,0.75]
[0.05,600,600,1200,360,1000,0.27,0.73,0.01,10.247,0.57999999999999996]
[0.05,600,600,1200,720,0,0.26,0.73,0.01,10.247,0.92]
[0.05,600,600,1200,720,500,0.27,0.73,0.01,10.247,0.75]
[0.05,600,600,1200,720,1000,0.27,0.73,0.01,10.247,0.57999999999999996]
[0.05,600,600,2000,36,0,0.26,0.73,0.01,10.247,0.94]
[0.05,600,600,2000,36,500,0.27,0.73,0.01,10.247,0.8]
[0.05,600,600,2000,36,1000,0.27,0.73,0.01,10.247,0.67]
[0.05,600,600,2000,72,0,0.26,0.73,0.01,10.247,0.94]
[0.05,600,600,2000,72,500,0.27,0.73,0.01,10.247,0.8]
[0.05,600,600,2000,72,1000,0.27,0.73,0.01,10.247,0.67]
[0.05,600,600,2000,144,0,0.26,0.73,0.01,10.247,0.94]
[0.05,600,600,2000,144,500,0.27,0.73,0.01,10.247,0.8]
[0.05,600,600,2000,144,1000,0.27,0.73,0.01,10.247,0.67]
[0.05,600,600,2000,360,0,0.26,0.73,0.01,10.247,0.94]
[0.05,600,600,2000,360,500,0.27,0.73,0.01,10.247,0.8]
[0.05,600,600,2000,360,1000,0.27,0.73,0.01,10.247,0.67]
[0.05,600,600,2000,720,0,0.26,0.73,0.01,10.247,0.94]
[0.05,600,600,2000,720,500,0.27,0.73,0.01,10.247,0.8]
[0.05,600,600,2000,720,1000,0.27,0.73,0.01,10.247,0.67]
[0.1,100,300,800,18,0,0.28999999999999998,0.7,0.01,6.8310000000000004,0.92]
[0.1,100,300,800,18,500,0.3,0.69,0.01,4.5540000000000003,0.52]
[0.1,100,300,800,18,1000,0.3,0.67,0.03,0.75900000000000001,0.21]
[0.1,100,300,800,36,0,0.28999999999999998,0.7,0.01,6.8310000000000004,0.92]
[0.1,100,300,800,36,500,0.3,0.69,0.01,5.8559999999999999,0.52]
[0.1,100,300,800,36,1000,0.3,0.68,0.02,1.464,0.21]
[0.1,100,300,800,72,0,0.28999999999999998,0.7,0.01,6.8310000000000004,0.92]
[0.1,100,300,800,72,500,0.3,0.69,0.01,6.8310000000000004,0.52]
[0.1,100,300,800,72,1000,0.3,0.69,0.01,2.9279999999999999,0.21]
[0.1,100,300,800,180,0,0.28999999999999998,0.7,0.01,6.8310000000000004,0.92]
[0.1,100,300,800,180,500,0.3,0.69,0.01,6.8310000000000004,0.52]
[0.1,100,300,800,180,1000,0.3,0.69,0.01,6.8310000000000004,0.21]
[0.1,100,300,800,360,0,0.28999999999999998,0.7,0.01,6.8310000000000004,0.92]
[0.1,100,300,800,360,500,0.3,0.69,0.01,6.8310000000000004,0.52]
[0.1,100,300,800,360,1000,0.3,0.69,0.01,6.8310000000000004,0.21]
[0.1,100,300,1200,18,0,0.28999999999999998,0.7,0.01,6.8310000000000004,0.94]
[0.1,100,300,1200,18,500,0.3,0.69,0.01,6.8310000000000004,0.64]
[0.1,100,300,1200,18,1000,0.3,0.69,0.01,2.7330000000000001,0.34]
[0.1,100,300,1200,36,0,0.28999999999999998,0.7,0.01,6.8310000000000004,0.94]
[0.1,100,300,1200,36,500,0.3,0.69,0.01,6.8310000000000004,0.64]
[0.1,100,300,1200,36,1000,0.3,0.69,0.01,5.1239999999999997,0.34]
[0.1,100,300,1200,72,0,0.28999999999999998,0.7,0.01,6.8310000000000004,0.94]
[0.1,100,300,1200,72,500,0.3,0.69,0.01,6.8310000000000004,0.64]
[0.1,100,300,1200,72,1000,0.3,0.69,0.01,6.8310000000000004,0.34]
[0.1,100,300,1200,180,0,0.28999999999999998,0.7,0.01,6.8310000000000004,0.94]
[0.1,100,300,1200,180,500,0.3,0.69,0.01,6.8310000000000004,0.64]
[0.1,100,300,1200,180,1000,0.3,0.69,0.01,6.8310000000000004,0.34]
[0.1,100,300,1200,360,0,0.28999999999999998,0.7,0.01,6.8310000000000004,0.94]
[0.1,100,300,1200,360,500,0.3,0.69,0.01,6.8310000000000004,0.64]
[0.1,100,300,1200,360,1000,0.3,0.69,0.01,6.8310000000000004,0.34]
[0.1,100,300,2000,18,0,0.28999999999999998,0.7,0.01,6.8310000000000004,0.96]
[0.1,100,300,2000,18,500,0.3,0.69,0.01,6.8310000000000004,0.75]
[0.1,100,300,2000,18,1000,0.3,0.69,0.01,6.8310000000000004,0.55000000000000004]
[0.1,100,300,2000,36,0,0.28999999999999998,0.7,0.01,6.8310000000000004,0.96]
[0.1,100,300,2000,36,500,0.3,0.69,0.01,6.8310000000000004,0.75]
[0.1,100,300,2000,36,1000,0.3,0.69,0.01,6.8310000000000004,0.55000000000000004]
[0.1,100,300,2000,72,0,0.28999999999999998,0.7,0.01,6.8310000000000004,0.96]
[0.1,100,300,2000,72,500,0.3,0.69,0.01,6.8310000000000004,0.75]
[0.1,100,300,2000,72,1000,0.3,0.69,0.01,6.8310000000000004,0.55000000000000004]
[0.1,100,300,2000,180,0,0.28999999999999998,0.7,0.01,6.8310000000000004,0.96]
[0.1,100,300,2000,180,500,0.3,0.69,0.01,6.8310000000000004,0.75]
[0.1,100,300,2000,180,1000,0.3,0.69,0.01,6.8310000000000004,0.55000000000000004]
[0.1,100,300,2000,360,0,0.28999999999999998,0.7,0.01,6.8310000000000004,0.96]
[0.1,100,300,2000,360,500,0.3,0.69,0.01,6.8310000000000004,0.75]
[0.1,100,300,2000,360,1000,0.3,0.69,0.01,6.8310000000000004,0.55000000000000004]
[0.1,100,450,800,18,0,0.3,0.7,0.01,6.8310000000000004,0.88]
[0.1,100,450,800,18,500,0.3,0.69,0.01,5.8559999999999999,0.53]
[0.1,100,450,800,18,1000,0.3,0.68,0.02,1.242,0.24]
[0.1,100,450,800,36,0,0.3,0.7,0.01,6.8310000000000004,0.88]
[0.1,100,450,800,36,500,0.3,0.69,0.01,5.8559999999999999,0.53]
[0.1,100,450,800,36,1000,0.3,0.69,0.01,2.2770000000000001,0.24]
[0.1,100,450,800,72,0,0.3,0.7,0.01,6.8310000000000004,0.88]
[0.1,100,450,800,72,500,0.3,0.69,0.01,6.8310000000000004,0.53]
[0.1,100,450,800,72,1000,0.3,0.69,0.01,4.0990000000000002,0.24]
[0.1,100,450,800,180,0,0.3,0.7,0.01,6.8310000000000004,0.88]
[0.1,100,450,800,180,500,0.3,0.69,0.01,6.8310000000000004,0.53]
[0.1,100,450,800,180,1000,0.3,0.69,0.01,6.8310000000000004,0.24]
[0.1,100,450,800,360,0,0.3,0.7,0.01,6.8310000000000004,0.88]
[0.1,100,450,800,360,500,0.3,0.69,0.01,6.8310000000000004,0.53]
[0.1,100,450,800,360,1000,0.3,0.69,0.01,6.8310000000000004,0.24]
[0.1,100,450,1200,18,0,0.3,0.7,0.01,6.8310000000000004,0.91]
[0.1,100,450,1200,18,500,0.3,0.69,0.01,6.8310000000000004,0.63]
[0.1,100,450,1200,18,1000,0.3,0.69,0.01,3.4159999999999999,0.36]
[0.1,100,450,1200,36,0,0.3,0.7,0.01,6.8310000000000004,0.91]
[0.1,100,450,1200,36,500,0.3,0.69,0.01,6.8310000000000004,0.63]
[0.1,100,450,1200,36,1000,0.3,0.69,0.01,5.8559999999999999,0.36]
[0.1,100,450,1200,72,0,0.3,0.7,0.01,6.8310000000000004,0.91]
[0.1,100,450,1200,72,500,0.3,0.69,0.01,6.8310000000000004,0.63]
[0.1,100,450,1200,72,1000,0.3,0.69,0.01,6.8310000000000004,0.36]
[0.1,100,450,1200,180,0,0.3,0.7,0.01,6.8310000000000004,0.91]
[0.1,100,450,1200,180,500,0.3,0.69,0.01,6.8310000000000004,0.63]
[0.1,100,450,1200,180,1000,0.3,0.69,0.01,6.8310000000000004,0.36]
[0.1,100,450,1200,360,0,0.3,0.7,0.01,6.8310000000000004,0.91]
[0.1,100,450,1200,360,500,0.3,0.69,0.01,6.8310000000000004,0.63]
[0.1,100,450,1200,360,1000,0.3,0.69,0.01,6.8310000000000004,0.36]
[0.1,100,450,2000,18,0,0.3,0.7,0.01,6.8310000000000004,0.93]
[0.1,100,450,2000,18,500,0.3,0.69,0.01,6.8310000000000004,0.74]
[0.1,100,450,2000,18,1000,0.3,0.69,0.01,6.8310000000000004,0.55000000000000004]
[0.1,100,450,2000,36,0,0.3,0.7,0.01,6.8310000000000004,0.93]
[0.1,100,450,2000,36,500,0.3,0.69,0.01,6.8310000000000004,0.74]
[0.1,100,450,2000,36,1000,0.3,0.69,0.01,6.8310000000000004,0.55000000000000004]
[0.1,100,450,2000,72,0,0.3,0.7,0.01,6.8310000000000004,0.93]
[0.1,100,450,2000,72,500,0.3,0.69,0.01,6.8310000000000004,0.74]
[0.1,100,450,2000,72,1000,0.3,0.69,0.01,6.8310000000000004,0.55000000000000004]
[0.1,100,450,2000,180,0,0.3,0.7,0.01,6.8310000000000004,0.93]
[0.1,100,450,2000,180,500,0.3,0.69,0.01,6.8310000000000004,0.74]
[0.1,100,450,2000,180,1000,0.3,0.69,0.01,6.8310000000000004,0.55000000000000004]
[0.1,100,450,2000,360,0,0.3,0.7,0.01,6.8310000000000004,0.93]
[0.1,100,450,2000,360,500,0.3,0.69,0.01,6.8310000000000004,0.74]
[0.1,100,450,2000,360,1000,0.3,0.69,0.01,6.8310000000000004,0.55000000000000004]
[0.1,100,600,800,18,0,0.3,0.7,0.01,6.8310000000000004,0.85]
[0.1,100,600,800,18,500,0.3,0.69,0.01,5.8559999999999999,0.53]
[0.1,100,600,800,18,1000,0.3,0.68,0.02,1.952,0.27]
[0.1,100,600,800,36,0,0.3,0.7,0.01,6.8310000000000004,0.85]
[0.1,100,600,800,36,500,0.3,0.69,0.01,6.8310000000000004,0.53]
[0.1,100,600,800,36,1000,0.3,0.69,0.01,3.153,0.27]
[0.1,100,600,800,72,0,0.3,0.7,0.01,6.8310000000000004,0.85]
[0.1,100,600,800,72,500,0.3,0.69,0.01,6.8310000000000004,0.53]
[0.1,100,600,800,72,1000,0.3,0.69,0.01,5.8559999999999999,0.27]
[0.1,100,600,800,180,0,0.3,0.7,0.01,6.8310000000000004,0.85]
[0.1,100,600,800,180,500,0.3,0.69,0.01,6.8310000000000004,0.53]
[0.1,100,600,800,180,1000,0.3,0.69,0.01,6.8310000000000004,0.27]
[0.1,100,600,800,360,0,0.3,0.7,0.01,6.8310000000000004,0.85]
[0.1,100,600,800,360,500,0.3,0.69,0.01,6.8310000000000004,0.53]
[0.1,100,600,800,360,1000,0.3,0.69,0.01,6.8310000000000004,0.27]
[0.1,100,600,1200,18,0,0.3,0.7,0.01,6.8310000000000004,0.88]
[0.1,100,600,1200,18,500,0.3,0.69,0.01,6.8310000000000004,0.63]
[0.1,100,600,1200,18,1000,0.3,0.69,0.01,5.1239999999999997,0.37]
[0.1,100,600,1200,36,0,0.3,0.7,0.01,6.8310000000000004,0.88]
[0.1,100,600,1200,36,500,0.3,0.69,0.01,6.8310000000000004,0.63]
[0.1,100,600,1200,36,1000,0.3,0.69,0.01,5.8559999999999999,0.37]
[0.1,100,600,1200,72,0,0.3,0.7,0.01,6.8310000000000004,0.88]
[0.1,100,600,1200,72,500,0.3,0.69,0.01,6.8310000000000004,0.63]
[0.1,100,600,1200,72,1000,0.3,0.69,0.01,6.8310000000000004,0.37]
[0.1,100,600,1200,180,0,0.3,0.7,0.01,6.8310000000000004,0.88]
[0.1,100,600,1200,180,500,0.3,0.69,0.01,6.8310000000000004,0.63]
[0.1,100,600,1200,180,1000,0.3,0.69,0.01,6.8310000000000004,0.37]
[0.1,100,600,1200,360,0,0.3,0.7,0.01,6.8310000000000004,0.88]
[0.1,100,600,1200,360,500,0.3,0.69,0.01,6.8310000000000004,0.63]
[0.1,100,600,1200,360,1000,0.3,0.69,0.01,6.8310000000000004,0.37]
[0.1,100,600,2000,18,0,0.3,0.7,0.01,6.8310000000000004,0.92]
[0.1,100,600,2000,18,500,0.3,0.69,0.01,6.8310000000000004,0.73]
[0.1,100,600,2000,18,1000,0.3,0.69,0.01,6.8310000000000004,0.55000000000000004]
[0.1,100,600,2000,36,0,0.3,0.7,0.01,6.8310000000000004,0.92]
[0.1,100,600,2000,36,500,0.3,0.69,0.01,6.8310000000000004,0.73]
[0.1,100,600,2000,36,1000,0.3,0.69,0.01,6.8310000000000004,0.55000000000000004]
[0.1,100,600,2000,72,0,0.3,0.7,0.01,6.8310000000000004,0.92]
[0.1,100,600,2000,72,500,0.3,0.69,0.01,6.8310000000000004,0.73]
[0.1,100,600,2000,72,1000,0.3,0.69,0.01,6.8310000000000004,0.55000000000000004]
[0.1,100,600,2000,180,0,0.3,0.7,0.01,6.8310000000000004,0.92]
[0.1,100,600,2000,180,500,0.3,0.69,0.01,6.8310000000000004,0.73]
[0.1,100,600,2000,180,1000,0.3,0.69,0.01,6.8310000000000004,0.55000000000000004]
[0.1,100,600,2000,360,0,0.3,0.7,0.01,6.8310000000000004,0.92]
[0.1,100,600,2000,360,500,0.3,0.69,0.01,6.8310000000000004,0.73]
[0.1,100,600,2000,360,1000,0.3,0.69,0.01,6.8310000000000004,0.55000000000000004]
[0.1,300,300,800,18,0,0.28999999999999998,0.7,0,20.494,0.93]
[0.1,300,300,800,18,500,0.3,0.7,0,13.663,0.63]
[0.1,300,300,800,18,1000,0.3,0.69,0.01,4.0990000000000002,0.39]
[0.1,300,300,800,36,0,0.28999999999999998,0.7,0,20.494,0.93]
[0.1,300,300,800,36,500,0.3,0.7,0,20.494,0.63]
[0.1,300,300,800,36,1000,0.3,0.69,0.01,6.8310000000000004,0.39]
[0.1,300,300,800,72,0,0.28999999999999998,0.7,0,20.494,0.93]
[0.1,300,300,800,72,500,0.3,0.7,0,20.494,0.63]
[0.1,300,300,800,72,1000,0.3,0.7,0,20.494,0.39]
[0.1,300,300,800,180,0,0.28999999999999998,0.7,0,20.494,0.93]
[0.1,300,300,800,180,500,0.3,0.7,0,20.494,0.63]
[0.1,300,300,800,180,1000,0.3,0.7,0,20.494,0.39]
[0.1,300,300,800,360,0,0.28999999999999998,0.7,0,20.494,0.93]
[0.1,300,300,800,360,500,0.3,0.7,0,20.494,0.63]
[0.1,300,300,800,360,1000,0.3,0.7,0,20.494,0.39]
[0.1,300,300,1200,18,0,0.28999999999999998,0.7,0,20.494,0.95]
[0.1,300,300,1200,18,500,0.3,0.7,0,20.494,0.7]
[0.1,300,300,1200,18,1000,0.3,0.69,0.01,10.247,0.46]
[0.1,300,300,1200,36,0,0.28999999999999998,0.7,0,20.494,0.95]
[0.1,300,300,1200,36,500,0.3,0.7,0,20.494,0.7]
[0.1,300,300,1200,36,1000,0.3,0.7,0,13.663,0.46]
[0.1,300,300,1200,72,0,0.28999999999999998,0.7,0,20.494,0.95]
[0.1,300,300,1200,72,500,0.3,0.7,0,20.494,0.7]
[0.1,300,300,1200,72,1000,0.3,0.7,0,20.494,0.46]
[0.1,300,300,1200,180,0,0.28999999999999998,0.7,0,20.494,0.95]
[0.1,300,300,1200,180,500,0.3,0.7,0,20.494,0.7]
[0.1,300,300,1200,180,1000,0.3,0.7,0,20.494,0.46]
[0.1,300,300,1200,360,0,0.28999999999999998,0.7,0,20.494,0.95]
[0.1,300,300,1200,360,500,0.3,0.7,0,20.494,0.7]
[0.1,300,300,1200,360,1000,0.3,0.7,0,20.494,0.46]
[0.1,300,300,2000,18,0,0.28999999999999998,0.7,0,20.494,0.96]
[0.1,300,300,2000,18,500,0.3,0.7,0,20.494,0.79]
[0.1,300,300,2000,18,1000,0.3,0.7,0,20.494,0.61]
[0.1,300,300,2000,36,0,0.28999999999999998,0.7,0,20.494,0.96]
[0.1,300,300,2000,36,500,0.3,0.7,0,20.494,0.79]
[0.1,300,300,2000,36,1000,0.3,0.7,0,20.494,0.61]
[0.1,300,300,2000,72,0,0.28999999999999998,0.7,0,20.494,0.96]
[0.1,300,300,2000,72,500,0.3,0.7,0,20.494,0.79]
[0.1,300,300,2000,72,1000,0.3,0.7,0,20.494,0.61]
[0.1,300,300,2000,180,0,0.28999999999999998,0.7,0,20.494,0.96]
[0.1,300,300,2000,180,500,0.3,0.7,0,20.494,0.79]
[0.1,300,300,2000,180,1000,0.3,0.7,0,20.494,0.61]
[0.1,300,300,2000,360,0,0.28999999999999998,0.7,0,20.494,0.96]
[0.1,300,300,2000,360,500,0.3,0.7,0,20.494,0.79]
[0.1,300,300,2000,360,1000,0.3,0.7,0,20.494,0.61]
[0.1,300,450,800,18,0,0.3,0.7,0,20.494,0.9]
[0.1,300,450,800,18,500,0.3,0.7,0,13.663,0.63]
[0.1,300,450,800,18,1000,0.3,0.69,0.01,6.8310000000000004,0.4]
[0.1,300,450,800,36,0,0.3,0.7,0,20.494,0.9]
[0.1,300,450,800,36,500,0.3,0.7,0,20.494,0.63]
[0.1,300,450,800,36,1000,0.3,0.69,0.01,10.247,0.4]
[0.1,300,450,800,72,0,0.3,0.7,0,20.494,0.9]
[0.1,300,450,800,72,500,0.3,0.7,0,20.494,0.63]
[0.1,300,450,800,72,1000,0.3,0.7,0,20.494,0.4]
[0.1,300,450,800,180,0,0.3,0.7,0,20.494,0.9]
[0.1,300,450,800,180,500,0.3,0.7,0,20.494,0.63]
[0.1,300,450,800,180,1000,0.3,0.7,0,20.494,0.4]
[0.1,300,450,800,360,0,0.3,0.7,0,20.494,0.9]
[0.1,300,450,800,360,500,0.3,0.7,0,20.494,0.63]
[0.1,300,450,800,360,1000,0.3,0.7,0,20.494,0.4]
[0.1,300,450,1200,18,0,0.3,0.7,0,20.494,0.92]
[0.1,300,450,1200,18,500,0.3,0.7,0,20.494,0.69]
[0.1,300,450,1200,18,1000,0.3,0.69,0,13.663,0.47]
[0.1,300,450,1200,36,0,0.3,0.7,0,20.494,0.92]
[0.1,300,450,1200,36,500,0.3,0.7,0,20.494,0.69]
[0.1,300,450,1200,36,1000,0.3,0.7,0,20.494,0.47]
[0.1,300,450,1200,72,0,0.3,0.7,0,20.494,0.92]
[0.1,300,450,1200,72,500,0.3,0.7,0,20.494,0.69]
[0.1,300,450,1200,72,1000,0.3,0.7,0,20.494,0.47]
[0.1,300,450,1200,180,0,0.3,0.7,0,20.494,0.92]
[0.1,300,450,1200,180,500,0.3,0.7,0,20.494,0.69]
[0.1,300,450,1200,180,1000,0.3,0.7,0,20.494,0.47]
[0.1,300,450,1200,360,0,0.3,0.7,0,20.494,0.92]
[0.1,300,450,1200,360,500,0.3,0.7,0,20.494,0.69]
[0.1,300,450,1200,360,1000,0.3,0.7,0,20.494,0.47]
[0.1,300,450,2000,18,0,0.3,0.7,0,20.494,0.94]
[0.1,300,450,2000,18,500,0.3,0.7,0,20.494,0.78]
[0.1,300,450,2000,18,1000,0.3,0.7,0,20.494,0.61]
[0.1,300,450,2000,36,0,0.3,0.7,0,20.494,0.94]
[0.1,300,450,2000,36,500,0.3,0.7,0,20.494,0.78]
[0.1,300,450,2000,36,1000,0.3,0.7,0,20.494,0.61]
[0.1,300,450,2000,72,0,0.3,0.7,0,20.494,0.94]
[0.1,300,450,2000,72,500,0.3,0.7,0,20.494,0.78]
[0.1,300,450,2000,72,1000,0.3,0.7,0,20.494,0.61]
[0.1,300,450,2000,180,0,0.3,0.7,0,20.494,0.94]
[0.1,300,450,2000,180,500,0.3,0.7,0,20.494,0.78]
[0.1,300,450,2000,180,1000,0.3,0.7,0,20.494,0.61]
[0.1,300,450,2000,360,0,0.3,0.7,0,20.494,0.94]
[0.1,300,450,2000,360,500,0.3,0.7,0,20.494,0.78]
[0.1,300,450,2000,360,1000,0.3,0.7,0,20.494,0.61]
[0.1,300,600,800,18,0,0.3,0.7,0,20.494,0.88]
[0.1,300,600,800,18,500,0.3,0.7,0,13.663,0.62]
[0.1,300,600,800,18,1000,0.3,0.69,0.01,8.1980000000000004,0.41]
[0.1,300,600,800,36,0,0.3,0.7,0,20.494,0.88]
[0.1,300,600,800,36,500,0.3,0.7,0,20.494,0.62]
[0.1,300,600,800,36,1000,0.3,0.69,0.01,13.663,0.41]
[0.1,300,600,800,72,0,0.3,0.7,0,20.494,0.88]
[0.1,300,600,800,72,500,0.3,0.7,0,20.494,0.62]
[0.1,300,600,800,72,1000,0.3,0.7,0,20.494,0.41]
[0.1,300,600,800,180,0,0.3,0.7,0,20.494,0.88]
[0.1,300,600,800,180,500,0.3,0.7,0,20.494,0.62]
[0.1,300,600,800,180,1000,0.3,0.7,0,20.494,0.41]
[0.1,300,600,800,360,0,0.3,0.7,0,20.494,0.88]
[0.1,300,600,800,360,500,0.3,0.7,0,20.494,0.62]
[0.1,300,600,800,360,1000,0.3,0.7,0,20.494,0.41]
[0.1,300,600,1200,18,0,0.3,0.7,0,20.494,0.9]
[0.1,300,600,1200,18,500,0.3,0.7,0,20.494,0.69]
[0.1,300,600,1200,18,1000,0.3,0.7,0,13.663,0.47]
[0.1,300,600,1200,36,0,0.3,0.7,0,20.494,0.9]
[0.1,300,600,1200,36,500,0.3,0.7,0,20.494,0.69]
[0.1,300,600,1200,36,1000,0.3,0.7,0,20.494,0.47]
[0.1,300,600,1200,72,0,0.3,0.7,0,20.494,0.9]
[0.1,300,600,1200,72,500,0.3,0.7,0,20.494,0.69]
[0.1,300,600,1200,72,1000,0.3,0.7,0,20.494,0.47]
[0.1,300,600,1200,180,0,0.3,0.7,0,20.494,0.9]
[0.1,300,600,1200,180,500,0.3,0.7,0,20.494,0.69]
[0.1,300,600,1200,180,1000,0.3,0.7,0,20.494,0.47]
[0.1,300,600,1200,360,0,0.3,0.7,0,20.494,0.9]
[0.1,300,600,1200,360,500,0.3,0.7,0,20.494,0.69]
[0.1,300,600,1200,360,1000,0.3,0.7,0,20.494,0.47]
[0.1,300,600,2000,18,0,0.3,0.7,0,20.494,0.93]
[0.1,300,600,2000,18,500,0.3,0.7,0,20.494,0.77]
[0.1,300,600,2000,18,1000,0.3,0.7,0,20.494,0.61]
[0.1,300,600,2000,36,0,0.3,0.7,0,20.494,0.93]
[0.1,300,600,2000,36,500,0.3,0.7,0,20.494,0.77]
[0.1,300,600,2000,36,1000,0.3,0.7,0,20.494,0.61]
[0.1,300,600,2000,72,0,0.3,0.7,0,20.494,0.93]
[0.1,300,600,2000,72,500,0.3,0.7,0,20.494,0.77]
[0.1,300,600,2000,72,1000,0.3,0.7,0,20.494,0.61]
[0.1,300,600,2000,180,0,0.3,0.7,0,20.494,0.93]
[0.1,300,600,2000,180,500,0.3,0.7,0,20.494,0.77]
[0.1,300,600,2000,180,1000,0.3,0.7,0,20.494,0.61]
[0.1,300,600,2000,360,0,0.3,0.7,0,20.494,0.93]
[0.1,300,600,2000,360,500,0.3,0.7,0,20.494,0.77]
[0.1,300,600,2000,360,1000,0.3,0.7,0,20.494,0.61]
[0.1,600,300,800,18,0,0.28999999999999998,0.71,0,40.988999999999997,0.95]
[0.1,600,300,800,18,500,0.3,0.7,0,20.494,0.73]
[0.1,600,300,800,18,1000,0.3,0.7,0,20.494,0.55000000000000004]
[0.1,600,300,800,36,0,0.28999999999999998,0.71,0,40.988999999999997,0.95]
[0.1,600,300,800,36,500,0.3,0.7,0,40.988999999999997,0.73]
[0.1,600,300,800,36,1000,0.3,0.7,0,20.494,0.55000000000000004]
[0.1,600,300,800,72,0,0.28999999999999998,0.71,0,40.988999999999997,0.95]
[0.1,600,300,800,72,500,0.3,0.7,0,40.988999999999997,0.73]
[0.1,600,300,800,72,1000,0.3,0.7,0,20.494,0.55000000000000004]
[0.1,600,300,800,180,0,0.28999999999999998,0.71,0,40.988999999999997,0.95]
[0.1,600,300,800,180,500,0.3,0.7,0,40.988999999999997,0.73]
[0.1,600,300,800,180,1000,0.3,0.7,0,40.988999999999997,0.55000000000000004]
[0.1,600,300,800,360,0,0.28999999999999998,0.71,0,40.988999999999997,0.95]
[0.1,600,300,800,360,500,0.3,0.7,0,40.988999999999997,0.73]
[0.1,600,300,800,360,1000,0.3,0.7,0,40.988999999999997,0.55000000000000004]
[0.1,600,300,1200,18,0,0.28999999999999998,0.71,0,40.988999999999997,0.96]
[0.1,600,300,1200,18,500,0.3,0.7,0,40.988999999999997,0.77]
[0.1,600,300,1200,18,1000,0.3,0.7,0,20.494,0.57999999999999996]
[0.1,600,300,1200,36,0,0.28999999999999998,0.71,0,40.988999999999997,0.96]
[0.1,600,300,1200,36,500,0.3,0.7,0,40.988999999999997,0.77]
[0.1,600,300,1200,36,1000,0.3,0.7,0,20.494,0.57999999999999996]
[0.1,600,300,1200,72,0,0.28999999999999998,0.71,0,40.988999999999997,0.96]
[0.1,600,300,1200,72,500,0.3,0.7,0,40.988999999999997,0.77]
[0.1,600,300,1200,72,1000,0.3,0.7,0,40.988999999999997,0.57999999999999996]
[0.1,600,300,1200,180,0,0.28999999999999998,0.71,0,40.988999999999997,0.96]
[0.1,600,300,1200,180,500,0.3,0.7,0,40.988999999999997,0.77]
[0.1,600,300,1200,180,1000,0.3,0.7,0,40.988999999999997,0.57999999999999996]
[0.1,600,300,1200,360,0,0.28999999999999998,0.71,0,40.988999999999997,0.96]
[0.1,600,300,1200,360,500,0.3,0.7,0,40.988999999999997,0.77]
[0.1,600,300,1200,360,1000,0.3,0.7,0,40.988999999999997,0.57999999999999996]
[0.1,600,300,2000,18,0,0.28999999999999998,0.71,0,40.988999999999997,0.97]
[0.1,600,300,2000,18,500,0.3,0.7,0,40.988999999999997,0.82]
[0.1,600,300,2000,18,1000,0.3,0.7,0,40.988999999999997,0.68]
[0.1,600,300,2000,36,0,0.28999999999999998,0.71,0,40.988999999999997,0.97]
[0.1,600,300,2000,36,500,0.3,0.7,0,40.988999999999997,0.82]
[0.1,600,300,2000,36,1000,0.3,0.7,0,40.988999999999997,0.68]
[0.1,600,300,2000,72,0,0.28999999999999998,0.71,0,40.988999999999997,0.97]
[0.1,600,300,2000,72,500,0.3,0.7,0,40.988999999999997,0.82]
[0.1,600,300,2000,72,1000,0.3,0.7,0,40.988999999999997,0.68]
[0.1,600,300,2000,180,0,0.28999999999999998,0.71,0,40.988999999999997,0.97]
[0.1,600,300,2000,180,500,0.3,0.7,0,40.988999999999997,0.82]
[0.1,600,300,2000,180,1000,0.3,0.7,0,40.988999999999997,0.68]
[0.1,600,300,2000,360,0,0.28999999999999998,0.71,0,40.988999999999997,0.97]
[0.1,600,300,2000,360,500,0.3,0.7,0,40.988999999999997,0.82]
[0.1,600,300,2000,360,1000,0.3,0.7,0,40.988999999999997,0.68]
[0.1,600,450,800,18,0,0.3,0.7,0,40.988999999999997,0.93]
[0.1,600,450,800,18,500,0.3,0.7,0,20.494,0.72]
[0.1,600,450,800,18,1000,0.3,0.7,0,20.494,0.55000000000000004]
[0.1,600,450,800,36,0,0.3,0.7,0,40.988999999999997,0.93]
[0.1,600,450,800,36,500,0.3,0.7,0,40.988999999999997,0.72]
[0.1,600,450,800,36,1000,0.3,0.7,0,20.494,0.55000000000000004]
[0.1,600,450,800,72,0,0.3,0.7,0,40.988999999999997,0.93]
[0.1,600,450,800,72,500,0.3,0.7,0,40.988999999999997,0.72]
[0.1,600,450,800,72,1000,0.3,0.7,0,40.988999999999997,0.55000000000000004]
[0.1,600,450,800,180,0,0.3,0.7,0,40.988999999999997,0.93]
[0.1,600,450,800,180,500,0.3,0.7,0,40.988999999999997,0.72]
[0.1,600,450,800,180,1000,0.3,0.7,0,40.988999999999997,0.55000000000000004]
[0.1,600,450,800,360,0,0.3,0.7,0,40.988999999999997,0.93]
[0.1,600,450,800,360,500,0.3,0.7,0,40.988999999999997,0.72]
[0.1,600,450,800,360,1000,0.3,0.7,0,40.988999999999997,0.55000000000000004]
[0.1,600,450,1200,18,0,0.3,0.7,0,40.988999999999997,0.94]
[0.1,600,450,1200,18,500,0.3,0.7,0,40.988999999999997,0.76]
[0.1,600,450,1200,18,1000,0.3,0.7,0,20.494,0.57999999999999996]
[0.1,600,450,1200,36,0,0.3,0.7,0,40.988999999999997,0.94]
[0.1,600,450,1200,36,500,0.3,0.7,0,40.988999999999997,0.76]
[0.1,600,450,1200,36,1000,0.3,0.7,0,40.988999999999997,0.57999999999999996]
[0.1,600,450,1200,72,0,0.3,0.7,0,40.988999999999997,0.94]
[0.1,600,450,1200,72,500,0.3,0.7,0,40.988999999999997,0.76]
[0.1,600,450,1200,72,1000,0.3,0.7,0,40.988999999999997,0.57999999999999996]
[0.1,600,450,1200,180,0,0.3,0.7,0,40.988999999999997,0.94]
[0.1,600,450,1200,180,500,0.3,0.7,0,40.988999999999997,0.76]
[0.1,600,450,1200,180,1000,0.3,0.7,0,40.988999999999997,0.57999999999999996]
[0.1,600,450,1200,360,0,0.3,0.7,0,40.988999999999997,0.94]
[0.1,600,450,1200,360,500,0.3,0.7,0,40.988999999999997,0.76]
[0.1,600,450,1200,360,1000,0.3,0.7,0,40.988999999999997,0.57999999999999996]
[0.1,600,450,2000,18,0,0.3,0.7,0,40.988999999999997,0.95]
[0.1,600,450,2000,18,500,0.3,0.7,0,40.988999999999997,0.81]
[0.1,600,450,2000,18,1000,0.3,0.7,0,40.988999999999997,0.67]
[0.1,600,450,2000,36,0,0.3,0.7,0,40.988999999999997,0.95]
[0.1,600,450,2000,36,500,0.3,0.7,0,40.988999999999997,0.81]
[0.1,600,450,2000,36,1000,0.3,0.7,0,40.988999999999997,0.67]
[0.1,600,450,2000,72,0,0.3,0.7,0,40.988999999999997,0.95]
[0.1,600,450,2000,72,500,0.3,0.7,0,40.988999999999997,0.81]
[0.1,600,450,2000,72,1000,0.3,0.7,0,40.988999999999997,0.67]
[0.1,600,450,2000,180,0,0.3,0.7,0,40.988999999999997,0.95]
[0.1,600,450,2000,180,500,0.3,0.7,0,40.988999999999997,0.81]
[0.1,600,450,2000,180,1000,0.3,0.7,0,40.988999999999997,0.67]
[0.1,600,450,2000,360,0,0.3,0.7,0,40.988999999999997,0.95]
[0.1,600,450,2000,360,500,0.3,0.7,0,40.988999999999997,0.81]
[0.1,600,450,2000,360,1000,0.3,0.7,0,40.988999999999997,0.67]
[0.1,600,600,800,18,0,0.3,0.7,0,40.988999999999997,0.91]
[0.1,600,600,800,18,500,0.3,0.7,0,40.988999999999997,0.71]
[0.1,600,600,800,18,1000,0.3,0.7,0,20.494,0.55000000000000004]
[0.1,600,600,800,36,0,0.3,0.7,0,40.988999999999997,0.91]
[0.1,600,600,800,36,500,0.3,0.7,0,40.988999999999997,0.71]
[0.1,600,600,800,36,1000,0.3,0.7,0,20.494,0.55000000000000004]
[0.1,600,600,800,72,0,0.3,0.7,0,40.988999999999997,0.91]
[0.1,600,600,800,72,500,0.3,0.7,0,40.988999999999997,0.71]
[0.1,600,600,800,72,1000,0.3,0.7,0,40.988999999999997,0.55000000000000004]
[0.1,600,600,800,180,0,0.3,0.7,0,40.988999999999997,0.91]
[0.1,600,600,800,180,500,0.3,0.7,0,40.988999999999997,0.71]
[0.1,600,600,800,180,1000,0.3,0.7,0,40.988999999999997,0.55000000000000004]
[0.1,600,600,800,360,0,0.3,0.7,0,40.988999999999997,0.91]
[0.1,600,600,800,360,500,0.3,0.7,0,40.988999999999997,0.71]
[0.1,600,600,800,360,1000,0.3,0.7,0,40.988999999999997,0.55000000000000004]
[0.1,600,600,1200,18,0,0.3,0.7,0,40.988999999999997,0.92]
[0.1,600,600,1200,18,500,0.3,0.7,0,40.988999999999997,0.75]
[0.1,600,600,1200,18,1000,0.3,0.7,0,20.494,0.57999999999999996]
[0.1,600,600,1200,36,0,0.3,0.7,0,40.988999999999997,0.92]
[0.1,600,600,1200,36,500,0.3,0.7,0,40.988999999999997,0.75]
[0.1,600,600,1200,36,1000,0.3,0.7,0,40.988999999999997,0.57999999999999996]
[0.1,600,600,1200,72,0,0.3,0.7,0,40.988999999999997,0.92]
[0.1,600,600,1200,72,500,0.3,0.7,0,40.988999999999997,0.75]
[0.1,600,600,1200,72,1000,0.3,0.7,0,40.988999999999997,0.57999999999999996]
[0.1,600,600,1200,180,0,0.3,0.7,0,40.988999999999997,0.92]
[0.1,600,600,1200,180,500,0.3,0.7,0,40.988999999999997,0.75]
[0.1,600,600,1200,180,1000,0.3,0.7,0,40.988999999999997,0.57999999999999996]
[0.1,600,600,1200,360,0,0.3,0.7,0,40.988999999999997,0.92]
[0.1,600,600,1200,360,500,0.3,0.7,0,40.988999999999997,0.75]
[0.1,600,600,1200,360,1000,0.3,0.7,0,40.988999999999997,0.57999999999999996]
[0.1,600,600,2000,18,0,0.3,0.7,0,40.988999999999997,0.94]
[0.1,600,600,2000,18,500,0.3,0.7,0,40.988999999999997,0.8]
[0.1,600,600,2000,18,1000,0.3,0.7,0,40.988999999999997,0.67]
[0.1,600,600,2000,36,0,0.3,0.7,0,40.988999999999997,0.94]
[0.1,600,600,2000,36,500,0.3,0.7,0,40.988999999999997,0.8]
[0.1,600,600,2000,36,1000,0.3,0.7,0,40.988999999999997,0.67]
[0.1,600,600,2000,72,0,0.3,0.7,0,40.988999999999997,0.94]
[0.1,600,600,2000,72,500,0.3,0.7,0,40.988999999999997,0.8]
[0.1,600,600,2000,72,1000,0.3,0.7,0,40.988999999999997,0.67]
[0.1,600,600,2000,180,0,0.3,0.7,0,40.988999999999997,0.94]
[0.1,600,600,2000,180,500,0.3,0.7,0,40.988999999999997,0.8]
[0.1,600,600,2000,180,1000,0.3,0.7,0,40.988999999999997,0.67]
[0.1,600,600,2000,360,0,0.3,0.7,0,40.988999999999997,0.94]
[0.1,600,600,2000,360,500,0.3,0.7,0,40.988999999999997,0.8]
[0.1,600,600,2000,360,1000,0.3,0.7,0,40.988999999999997,0.67]
[0.15,100,300,800,12,0,0.33,0.67,0,13.663,0.91]
[0.15,100,300,800,12,500,0.34,0.66,0.01,10.247,0.52]
[0.15,100,300,800,12,1000,0.34,0.65,0.02,1.5760000000000001,0.21]
[0.15,100,300,800,24,0,0.33,0.67,0,13.663,0.91]
[0.15,100,300,800,24,500,0.34,0.66,0,10.247,0.52]
[0.15,100,300,800,24,1000,0.34,0.65,0.01,2.9279999999999999,0.21]
[0.15,100,300,800,48,0,0.33,0.67,0,13.663,0.91]
[0.15,100,300,800,48,500,0.34,0.66,0,13.663,0.52]
[0.15,100,300,800,48,1000,0.34,0.66,0.01,6.8310000000000004,0.21]
[0.15,100,300,800,120,0,0.33,0.67,0,13.663,0.91]
[0.15,100,300,800,120,500,0.34,0.66,0,13.663,0.52]
[0.15,100,300,800,120,1000,0.34,0.66,0,10.247,0.21]
[0.15,100,300,800,240,0,0.33,0.67,0,13.663,0.91]
[0.15,100,300,800,240,500,0.34,0.66,0,13.663,0.52]
[0.15,100,300,800,240,1000,0.34,0.66,0,10.247,0.21]
[0.15,100,300,1200,12,0,0.33,0.67,0,13.663,0.93]
[0.15,100,300,1200,12,500,0.34,0.66,0,13.663,0.64]
[0.15,100,300,1200,12,1000,0.34,0.66,0.01,8.1980000000000004,0.34]
[0.15,100,300,1200,24,0,0.33,0.67,0,13.663,0.94]
[0.15,100,300,1200,24,500,0.34,0.66,0,13.663,0.64]
[0.15,100,300,1200,24,1000,0.34,0.66,0.01,10.247,0.34]
[0.15,100,300,1200,48,0,0.33,0.67,0,13.663,0.94]
[0.15,100,300,1200,48,500,0.34,0.66,0,13.663,0.64]
[0.15,100,300,1200,48,1000,0.34,0.66,0,13.663,0.34]
[0.15,100,300,1200,120,0,0.33,0.67,0,13.663,0.94]
[0.15,100,300,1200,120,500,0.34,0.66,0,13.663,0.64]
[0.15,100,300,1200,120,1000,0.34,0.66,0,13.663,0.34]
[0.15,100,300,1200,240,0,0.33,0.67,0,13.663,0.94]
[0.15,100,300,1200,240,500,0.34,0.66,0,13.663,0.64]
[0.15,100,300,1200,240,1000,0.34,0.66,0,13.663,0.34]
[0.15,100,300,2000,12,0,0.33,0.67,0,13.663,0.96]
[0.15,100,300,2000,12,500,0.34,0.66,0,13.663,0.75]
[0.15,100,300,2000,12,1000,0.34,0.66,0,13.663,0.55000000000000004]
[0.15,100,300,2000,24,0,0.33,0.67,0,13.663,0.96]
[0.15,100,300,2000,24,500,0.34,0.66,0,13.663,0.75]
[0.15,100,300,2000,24,1000,0.34,0.66,0,13.663,0.55000000000000004]
[0.15,100,300,2000,48,0,0.33,0.67,0,13.663,0.96]
[0.15,100,300,2000,48,500,0.34,0.66,0,13.663,0.75]
[0.15,100,300,2000,48,1000,0.34,0.66,0,13.663,0.55000000000000004]
[0.15,100,300,2000,120,0,0.33,0.67,0,13.663,0.96]
[0.15,100,300,2000,120,500,0.34,0.66,0,13.663,0.75]
[0.15,100,300,2000,120,1000,0.34,0.66,0,13.663,0.55000000000000004]
[0.15,100,300,2000,240,0,0.33,0.67,0,13.663,0.96]
[0.15,100,300,2000,240,500,0.34,0.66,0,13.663,0.75]
[0.15,100,300,2000,240,1000,0.34,0.66,0,13.663,0.55000000000000004]
[0.15,100,450,800,12,0,0.33,0.67,0,20.494,0.88]
[0.15,100,450,800,12,500,0.34,0.66,0,13.663,0.53]
[0.15,100,450,800,12,1000,0.34,0.65,0.01,2.7330000000000001,0.24]
[0.15,100,450,800,24,0,0.33,0.67,0,20.494,0.88]
[0.15,100,450,800,24,500,0.34,0.66,0,20.494,0.53]
[0.15,100,450,800,24,1000,0.34,0.65,0.01,5.1239999999999997,0.24]
[0.15,100,450,800,48,0,0.33,0.67,0,20.494,0.88]
[0.15,100,450,800,48,500,0.34,0.66,0,20.494,0.53]
[0.15,100,450,800,48,1000,0.34,0.66,0.01,6.8310000000000004,0.24]
[0.15,100,450,800,120,0,0.33,0.67,0,20.494,0.88]
[0.15,100,450,800,120,500,0.34,0.66,0,20.494,0.53]
[0.15,100,450,800,120,1000,0.34,0.66,0,20.494,0.24]
[0.15,100,450,800,240,0,0.33,0.67,0,20.494,0.88]
[0.15,100,450,800,240,500,0.34,0.66,0,20.494,0.53]
[0.15,100,450,800,240,1000,0.34,0.66,0,20.494,0.24]
[0.15,100,450,1200,12,0,0.33,0.67,0,20.494,0.91]
[0.15,100,450,1200,12,500,0.34,0.66,0,20.494,0.63]
[0.15,100,450,1200,12,1000,0.34,0.66,0.01,13.663,0.36]
[0.15,100,450,1200,24,0,0.33,0.67,0,20.494,0.91]
[0.15,100,450,1200,24,500,0.34,0.66,0,20.494,0.63]
[0.15,100,450,1200,24,1000,0.34,0.66,0,13.663,0.36]
[0.15,100,450,1200,48,0,0.33,0.67,0,20.494,0.91]
[0.15,100,450,1200,48,500,0.34,0.66,0,20.494,0.63]
[0.15,100,450,1200,48,1000,0.34,0.66,0,20.494,0.36]
[0.15,100,450,1200,120,0,0.33,0.67,0,20.494,0.91]
[0.15,100,450,1200,120,500,0.34,0.66,0,20.494,0.63]
[0.15,100,450,1200,120,1000,0.34,0.66,0,20.494,0.36]
[0.15,100,450,1200,240,0,0.33,0.67,0,20.494,0.91]
[0.15,100,450,1200,240,500,0.34,0.66,0,20.494,0.63]
[0.15,100,450,1200,240,1000,0.34,0.66,0,20.494,0.36]
[0.15,100,450,2000,12,0,0.33,0.67,0,20.494,0.93]
[0.15,100,450,2000,12,500,0.34,0.66,0,20.494,0.74]
[0.15,100,450,2000,12,1000,0.34,0.66,0,20.494,0.55000000000000004]
[0.15,100,450,2000,24,0,0.33,0.67,0,20.494,0.93]
[0.15,100,450,2000,24,500,0.34,0.66,0,20.494,0.74]
[0.15,100,450,2000,24,1000,0.34,0.66,0,20.494,0.55000000000000004]
[0.15,100,450,2000,48,0,0.33,0.67,0,20.494,0.93]
[0.15,100,450,2000,48,500,0.34,0.66,0,20.494,0.74]
[0.15,100,450,2000,48,1000,0.34,0.66,0,20.494,0.55000000000000004]
[0.15,100,450,2000,120,0,0.33,0.67,0,20.494,0.93]
[0.15,100,450,2000,120,500,0.34,0.66,0,20.494,0.74]
[0.15,100,450,2000,120,1000,0.34,0.66,0,20.494,0.55000000000000004]
[0.15,100,450,2000,240,0,0.33,0.67,0,20.494,0.93]
[0.15,100,450,2000,240,500,0.34,0.66,0,20.494,0.74]
[0.15,100,450,2000,240,1000,0.34,0.66,0,20.494,0.55000000000000004]
[0.15,100,600,800,12,0,0.33,0.67,0,20.494,0.85]
[0.15,100,600,800,12,500,0.34,0.66,0,20.494,0.53]
[0.15,100,600,800,12,1000,0.34,0.65,0.01,3.726,0.27]
[0.15,100,600,800,24,0,0.33,0.67,0,20.494,0.85]
[0.15,100,600,800,24,500,0.34,0.66,0,20.494,0.53]
[0.15,100,600,800,24,1000,0.34,0.66,0.01,6.8310000000000004,0.27]
[0.15,100,600,800,48,0,0.33,0.67,0,20.494,0.85]
[0.15,100,600,800,48,500,0.34,0.66,0,20.494,0.53]
[0.15,100,600,800,48,1000,0.34,0.66,0,8.1980000000000004,0.27]
[0.15,100,600,800,120,0,0.33,0.67,0,20.494,0.85]
[0.15,100,600,800,120,500,0.34,0.66,0,20.494,0.53]
[0.15,100,600,800,120,1000,0.34,0.66,0,20.494,0.27]
[0.15,100,600,800,240,0,0.33,0.67,0,20.494,0.85]
[0.15,100,600,800,240,500,0.34,0.66,0,20.494,0.53]
[0.15,100,600,800,240,1000,0.34,0.66,0,20.494,0.27]
[0.15,100,600,1200,12,0,0.33,0.67,0,20.494,0.88]
[0.15,100,600,1200,12,500,0.34,0.66,0,20.494,0.63]
[0.15,100,600,1200,12,1000,0.34,0.66,0,13.663,0.37]
[0.15,100,600,1200,24,0,0.33,0.67,0,20.494,0.88]
[0.15,100,600,1200,24,500,0.34,0.66,0,20.494,0.63]
[0.15,100,600,1200,24,1000,0.34,0.66,0,20.494,0.37]
[0.15,100,600,1200,48,0,0.33,0.67,0,20.494,0.88]
[0.15,100,600,1200,48,500,0.34,0.66,0,20.494,0.63]
[0.15,100,600,1200,48,1000,0.34,0.66,0,20.494,0.37]
[0.15,100,600,1200,120,0,0.33,0.67,0,20.494,0.88]
[0.15,100,600,1200,120,500,0.34,0.66,0,20.494,0.63]
[0.15,100,600,1200,120,1000,0.34,0.66,0,20.494,0.37]
[0.15,100,600,1200,240,0,0.33,0.67,0,20.494,0.88]
[0.15,100,600,1200,240,500,0.34,0.66,0,20.494,0.63]
[0.15,100,600,1200,240,1000,0.34,0.66,0,20.494,0.37]
[0.15,100,600,2000,12,0,0.33,0.67,0,20.494,0.91]
[0.15,100,600,2000,12,500,0.34,0.66,0,20.494,0.73]
[0.15,100,600,2000,12,1000,0.34,0.66,0,20.494,0.55000000000000004]
[0.15,100,600,2000,24,0,0.33,0.67,0,20.494,0.91]
[0.15,100,600,2000,24,500,0.34,0.66,0,20.494,0.73]
[0.15,100,600,2000,24,1000,0.34,0.66,0,20.494,0.55000000000000004]
[0.15,100,600,2000,48,0,0.33,0.67,0,20.494,0.91]
[0.15,100,600,2000,48,500,0.34,0.66,0,20.494,0.73]
[0.15,100,600,2000,48,1000,0.34,0.66,0,20.494,0.55000000000000004]
[0.15,100,600,2000,120,0,0.33,0.67,0,20.494,0.91]
[0.15,100,600,2000,120,500,0.34,0.66,0,20.494,0.73]
[0.15,100,600,2000,120,1000,0.34,0.66,0,20.494,0.55000000000000004]
[0.15,100,600,2000,240,0,0.33,0.67,0,20.494,0.91]
[0.15,100,600,2000,240,500,0.34,0.66,0,20.494,0.73]
[0.15,100,600,2000,240,1000,0.34,0.66,0,20.494,0.55000000000000004]
[0.15,300,300,800,12,0,0.33,0.67,0,40.988999999999997,0.93]
[0.15,300,300,800,12,500,0.34,0.66,0,20.494,0.63]
[0.15,300,300,800,12,1000,0.34,0.66,0.01,13.663,0.39]
[0.15,300,300,800,24,0,0.33,0.67,0,40.988999999999997,0.93]
[0.15,300,300,800,24,500,0.34,0.66,0,20.494,0.63]
[0.15,300,300,800,24,1000,0.34,0.66,0,13.663,0.39]
[0.15,300,300,800,48,0,0.33,0.67,0,40.988999999999997,0.93]
[0.15,300,300,800,48,500,0.34,0.66,0,40.988999999999997,0.63]
[0.15,300,300,800,48,1000,0.34,0.66,0,20.494,0.39]
[0.15,300,300,800,120,0,0.33,0.67,0,40.988999999999997,0.93]
[0.15,300,300,800,120,500,0.34,0.66,0,40.988999999999997,0.63]
[0.15,300,300,800,120,1000,0.34,0.66,0,40.988999999999997,0.39]
[0.15,300,300,800,240,0,0.33,0.67,0,40.988999999999997,0.93]
[0.15,300,300,800,240,500,0.34,0.66,0,40.988999999999997,0.63]
[0.15,300,300,800,240,1000,0.34,0.66,0,40.988999999999997,0.39]
[0.15,300,300,1200,12,0,0.33,0.67,0,40.988999999999997,0.95]
[0.15,300,300,1200,12,500,0.34,0.66,0,40.988999999999997,0.7]
[0.15,300,300,1200,12,1000,0.34,0.66,0,20.494,0.46]
[0.15,300,300,1200,24,0,0.33,0.67,0,40.988999999999997,0.95]
[0.15,300,300,1200,24,500,0.34,0.66,0,40.988999999999997,0.7]
[0.15,300,300,1200,24,1000,0.34,0.66,0,20.494,0.46]
[0.15,300,300,1200,48,0,0.33,0.67,0,40.988999999999997,0.95]
[0.15,300,300,1200,48,500,0.34,0.66,0,40.988999999999997,0.7]
[0.15,300,300,1200,48,1000,0.34,0.66,0,40.988999999999997,0.46]
[0.15,300,300,1200,120,0,0.33,0.67,0,40.988999999999997,0.95]
[0.15,300,300,1200,120,500,0.34,0.66,0,40.988999999999997,0.7]
[0.15,300,300,1200,120,1000,0.34,0.66,0,40.988999999999997,0.46]
[0.15,300,300,1200,240,0,0.33,0.67,0,40.988999999999997,0.95]
[0.15,300,300,1200,240,500,0.34,0.66,0,40.988999999999997,0.7]
[0.15,300,300,1200,240,1000,0.34,0.66,0,40.988999999999997,0.46]
[0.15,300,300,2000,12,0,0.33,0.67,0,40.988999999999997,0.96]
[0.15,300,300,2000,12,500,0.34,0.66,0,40.988999999999997,0.79]
[0.15,300,300,2000,12,1000,0.34,0.66,0,40.988999999999997,0.61]
[0.15,300,300,2000,24,0,0.33,0.67,0,40.988999999999997,0.96]
[0.15,300,300,2000,24,500,0.34,0.66,0,40.988999999999997,0.79]
[0.15,300,300,2000,24,1000,0.34,0.66,0,40.988999999999997,0.61]
[0.15,300,300,2000,48,0,0.33,0.67,0,40.988999999999997,0.96]
[0.15,300,300,2000,48,500,0.34,0.66,0,40.988999999999997,0.79]
[0.15,300,300,2000,48,1000,0.34,0.66,0,40.988999999999997,0.61]
[0.15,300,300,2000,120,0,0.33,0.67,0,40.988999999999997,0.96]
[0.15,300,300,2000,120,500,0.34,0.66,0,40.988999999999997,0.79]
[0.15,300,300,2000,120,1000,0.34,0.66,0,40.988999999999997,0.61]
[0.15,300,300,2000,240,0,0.33,0.67,0,40.988999999999997,0.96]
[0.15,300,300,2000,240,500,0.34,0.66,0,40.988999999999997,0.79]
[0.15,300,300,2000,240,1000,0.34,0.66,0,40.988999999999997,0.61]
[0.15,300,450,800,12,0,0.33,0.67,0,40.988999999999997,0.9]
[0.15,300,450,800,12,500,0.34,0.66,0,20.494,0.63]
[0.15,300,450,800,12,1000,0.34,0.66,0,13.663,0.4]
[0.15,300,450,800,24,0,0.33,0.67,0,40.988999999999997,0.9]
[0.15,300,450,800,24,500,0.34,0.66,0,40.988999999999997,0.63]
[0.15,300,450,800,24,1000,0.34,0.66,0,20.494,0.4]
[0.15,300,450,800,48,0,0.33,0.67,0,40.988999999999997,0.9]
[0.15,300,450,800,48,500,0.34,0.66,0,40.988999999999997,0.63]
[0.15,300,450,800,48,1000,0.34,0.66,0,20.494,0.4]
[0.15,300,450,800,120,0,0.33,0.67,0,40.988999999999997,0.9]
[0.15,300,450,800,120,500,0.34,0.66,0,40.988999999999997,0.63]
[0.15,300,450,800,120,1000,0.34,0.66,0,40.988999999999997,0.4]
[0.15,300,450,800,240,0,0.33,0.67,0,40.988999999999997,0.9]
[0.15,300,450,800,240,500,0.34,0.66,0,40.988999999999997,0.63]
[0.15,300,450,800,240,1000,0.34,0.66,0,40.988999999999997,0.4]
[0.15,300,450,1200,12,0,0.33,0.67,0,40.988999999999997,0.92]
[0.15,300,450,1200,12,500,0.34,0.66,0,40.988999999999997,0.69]
[0.15,300,450,1200,12,1000,0.34,0.66,0,20.494,0.47]
[0.15,300,450,1200,24,0,0.33,0.67,0,40.988999999999997,0.92]
[0.15,300,450,1200,24,500,0.34,0.66,0,40.988999999999997,0.69]
[0.15,300,450,1200,24,1000,0.34,0.66,0,20.494,0.47]
[0.15,300,450,1200,48,0,0.33,0.67,0,40.988999999999997,0.92]
[0.15,300,450,1200,48,500,0.34,0.66,0,40.988999999999997,0.69]
[0.15,300,450,1200,48,1000,0.34,0.66,0,40.988999999999997,0.47]
[0.15,300,450,1200,120,0,0.33,0.67,0,40.988999999999997,0.92]
[0.15,300,450,1200,120,500,0.34,0.66,0,40.988999999999997,0.69]
[0.15,300,450,1200,120,1000,0.34,0.66,0,40.988999999999997,0.47]
[0.15,300,450,1200,240,0,0.33,0.67,0,40.988999999999997,0.92]
[0.15,300,450,1200,240,500,0.34,0.66,0,40.988999999999997,0.69]
[0.15,300,450,1200,240,1000,0.34,0.66,0,40.988999999999997,0.47]
[0.15,300,450,2000,12,0,0.33,0.67,0,40.988999999999997,0.94]
[0.15,300,450,2000,12,500,0.34,0.66,0,40.988999999999997,0.78]
[0.15,300,450,2000,12,1000,0.34,0.66,0,40.988999999999997,0.61]
[0.15,300,450,2000,24,0,0.33,0.67,0,40.988999999999997,0.94]
[0.15,300,450,2000,24,500,0.34,0.66,0,40.988999999999997,0.78]
[0.15,300,450,2000,24,1000,0.34,0.66,0,40.988999999999997,0.61]
[0.15,300,450,2000,48,0,0.33,0.67,0,40.988999999999997,0.94]
[0.15,300,450,2000,48,500,0.34,0.66,0,40.988999999999997,0.78]
[0.15,300,450,2000,48,1000,0.34,0.66,0,40.988999999999997,0.61]
[0.15,300,450,2000,120,0,0.33,0.67,0,40.988999999999997,0.94]
[0.15,300,450,2000,120,500,0.34,0.66,0,40.988999999999997,0.78]
[0.15,300,450,2000,120,1000,0.34,0.66,0,40.988999999999997,0.61]
[0.15,300,450,2000,240,0,0.33,0.67,0,40.988999999999997,0.94]
[0.15,300,450,2000,240,500,0.34,0.66,0,40.988999999999997,0.78]
[0.15,300,450,2000,240,1000,0.34,0.66,0,40.988999999999997,0.61]
[0.15,300,600,800,12,0,0.33,0.67,0,40.988999999999997,0.88]
[0.15,300,600,800,12,500,0.34,0.66,0,40.988999999999997,0.62]
[0.15,300,600,800,12,1000,0.34,0.66,0,13.663,0.41]
[0.15,300,600,800,24,0,0.33,0.67,0,40.988999999999997,0.88]
[0.15,300,600,800,24,500,0.34,0.66,0,40.988999999999997,0.62]
[0.15,300,600,800,24,1000,0.34,0.66,0,20.494,0.41]
[0.15,300,600,800,48,0,0.33,0.67,0,40.988999999999997,0.88]
[0.15,300,600,800,48,500,0.34,0.66,0,40.988999999999997,0.62]
[0.15,300,600,800,48,1000,0.34,0.66,0,20.494,0.41]
[0.15,300,600,800,120,0,0.33,0.67,0,40.988999999999997,0.88]
[0.15,300,600,800,120,500,0.34,0.66,0,40.988999999999997,0.62]
[0.15,300,600,800,120,1000,0.34,0.66,0,40.988999999999997,0.41]
[0.15,300,600,800,240,0,0.33,0.67,0,40.988999999999997,0.88]
[0.15,300,600,800,240,500,0.34,0.66,0,40.988999999999997,0.62]
[0.15,300,600,800,240,1000,0.34,0.66,0,40.988999999999997,0.41]
[0.15,300,600,1200,12,0,0.33,0.67,0,40.988999999999997,0.9]
[0.15,300,600,1200,12,500,0.34,0.66,0,40.988999999999997,0.69]
[0.15,300,600,1200,12,1000,0.34,0.66,0,20.494,0.47]
[0.15,300,600,1200,24,0,0.33,0.67,0,40.988999999999997,0.9]
[0.15,300,600,1200,24,500,0.34,0.66,0,40.988999999999997,0.69]
[0.15,300,600,1200,24,1000,0.34,0.66,0,40.988999999999997,0.47]
[0.15,300,600,1200,48,0,0.33,0.67,0,40.988999999999997,0.9]
[0.15,300,600,1200,48,500,0.34,0.66,0,40.988999999999997,0.69]
[0.15,300,600,1200,48,1000,0.34,0.66,0,40.988999999999997,0.47]
[0.15,300,600,1200,120,0,0.33,0.67,0,40.988999999999997,0.9]
[0.15,300,600,1200,120,500,0.34,0.66,0,40.988999999999997,0.69]
[0.15,300,600,1200,120,1000,0.34,0.66,0,40.988999999999997,0.47]
[0.15,300,600,1200,240,0,0.33,0.67,0,40.988999999999997,0.9]
[0.15,300,600,1200,240,500,0.34,0.66,0,40.988999999999997,0.69]
[0.15,300,600,1200,240,1000,0.34,0.66,0,40.988999999999997,0.47]
[0.15,300,600,2000,12,0,0.33,0.67,0,40.988999999999997,0.93]
[0.15,300,600,2000,12,500,0.34,0.66,0,40.988999999999997,0.77]
[0.15,300,600,2000,12,1000,0.34,0.66,0,40.988999999999997,0.61]
[0.15,300,600,2000,24,0,0.33,0.67,0,40.988999999999997,0.93]
[0.15,300,600,2000,24,500,0.34,0.66,0,40.988999999999997,0.77]
[0.15,300,600,2000,24,1000,0.34,0.66,0,40.988999999999997,0.61]
[0.15,300,600,2000,48,0,0.33,0.67,0,40.988999999999997,0.93]
[0.15,300,600,2000,48,500,0.34,0.66,0,40.988999999999997,0.77]
[0.15,300,600,2000,48,1000,0.34,0.66,0,40.988999999999997,0.61]
[0.15,300,600,2000,120,0,0.33,0.67,0,40.988999999999997,0.93]
[0.15,300,600,2000,120,500,0.34,0.66,0,40.988999999999997,0.77]
[0.15,300,600,2000,120,1000,0.34,0.66,0,40.988999999999997,0.61]
[0.15,300,600,2000,240,0,0.33,0.67,0,40.988999999999997,0.93]
[0.15,300,600,2000,240,500,0.34,0.66,0,40.988999999999997,0.77]
[0.15,300,600,2000,240,1000,0.34,0.66,0,40.988999999999997,0.61]
[0.15,600,300,800,12,0,0.33,0.68,0,0,0.95]
[0.15,600,300,800,12,500,0.34,0.66,0,0,0.73]
[0.15,600,300,800,12,1000,0.34,0.66,0,40.988999999999997,0.54]
[0.15,600,300,800,24,0,0.33,0.68,0,0,0.95]
[0.15,600,300,800,24,500,0.34,0.66,0,0,0.73]
[0.15,600,300,800,24,1000,0.34,0.66,0,40.988999999999997,0.55000000000000004]
[0.15,600,300,800,48,0,0.33,0.68,0,0,0.95]
[0.15,600,300,800,48,500,0.34,0.66,0,0,0.73]
[0.15,600,300,800,48,1000,0.34,0.66,0,40.988999999999997,0.55000000000000004]
[0.15,600,300,800,120,0,0.33,0.68,0,0,0.95]
[0.15,600,300,800,120,500,0.34,0.66,0,0,0.73]
[0.15,600,300,800,120,1000,0.34,0.66,0,40.988999999999997,0.55000000000000004]
[0.15,600,300,800,240,0,0.33,0.68,0,0,0.95]
[0.15,600,300,800,240,500,0.34,0.66,0,0,0.73]
[0.15,600,300,800,240,1000,0.34,0.66,0,40.988999999999997,0.55000000000000004]
[0.15,600,300,1200,12,0,0.33,0.68,0,0,0.96]
[0.15,600,300,1200,12,500,0.34,0.66,0,0,0.77]
[0.15,600,300,1200,12,1000,0.34,0.66,0,40.988999999999997,0.57999999999999996]
[0.15,600,300,1200,24,0,0.33,0.68,0,0,0.96]
[0.15,600,300,1200,24,500,0.34,0.66,0,0,0.77]
[0.15,600,300,1200,24,1000,0.34,0.66,0,40.988999999999997,0.57999999999999996]
[0.15,600,300,1200,48,0,0.33,0.68,0,0,0.96]
[0.15,600,300,1200,48,500,0.34,0.66,0,0,0.77]
[0.15,600,300,1200,48,1000,0.34,0.66,0,0,0.57999999999999996]
[0.15,600,300,1200,120,0,0.33,0.68,0,0,0.96]
[0.15,600,300,1200,120,500,0.34,0.66,0,0,0.77]
[0.15,600,300,1200,120,1000,0.34,0.66,0,0,0.57999999999999996]
[0.15,600,300,1200,240,0,0.33,0.68,0,0,0.96]
[0.15,600,300,1200,240,500,0.34,0.66,0,0,0.77]
[0.15,600,300,1200,240,1000,0.34,0.66,0,0,0.57999999999999996]
[0.15,600,300,2000,12,0,0.33,0.68,0,0,0.97]
[0.15,600,300,2000,12,500,0.34,0.66,0,0,0.82]
[0.15,600,300,2000,12,1000,0.34,0.66,0,0,0.68]
[0.15,600,300,2000,24,0,0.33,0.68,0,0,0.97]
[0.15,600,300,2000,24,500,0.34,0.66,0,0,0.82]
[0.15,600,300,2000,24,1000,0.34,0.66,0,0,0.68]
[0.15,600,300,2000,48,0,0.33,0.68,0,0,0.97]
[0.15,600,300,2000,48,500,0.34,0.66,0,0,0.82]
[0.15,600,300,2000,48,1000,0.34,0.66,0,0,0.68]
[0.15,600,300,2000,120,0,0.33,0.68,0,0,0.97]
[0.15,600,300,2000,120,500,0.34,0.66,0,0,0.82]
[0.15,600,300,2000,120,1000,0.34,0.66,0,0,0.68]
[0.15,600,300,2000,240,0,0.33,0.68,0,0,0.97]
[0.15,600,300,2000,240,500,0.34,0.66,0,0,0.82]
[0.15,600,300,2000,240,1000,0.34,0.66,0,0,0.68]
[0.15,600,450,800,12,0,0.33,0.67,0,0,0.93]
[0.15,600,450,800,12,500,0.34,0.66,0,0,0.72]
[0.15,600,450,800,12,1000,0.34,0.66,0,40.988999999999997,0.55000000000000004]
[0.15,600,450,800,24,0,0.33,0.67,0,0,0.93]
[0.15,600,450,800,24,500,0.34,0.66,0,0,0.72]
[0.15,600,450,800,24,1000,0.34,0.66,0,40.988999999999997,0.55000000000000004]
[0.15,600,450,800,48,0,0.33,0.67,0,0,0.93]
[0.15,600,450,800,48,500,0.34,0.66,0,0,0.72]
[0.15,600,450,800,48,1000,0.34,0.66,0,40.988999999999997,0.55000000000000004]
[0.15,600,450,800,120,0,0.33,0.67,0,0,0.93]
[0.15,600,450,800,120,500,0.34,0.66,0,0,0.72]
[0.15,600,450,800,120,1000,0.34,0.66,0,0,0.55000000000000004]
[0.15,600,450,800,240,0,0.33,0.67,0,0,0.93]
[0.15,600,450,800,240,500,0.34,0.66,0,0,0.72]
[0.15,600,450,800,240,1000,0.34,0.66,0,0,0.55000000000000004]
[0.15,600,450,1200,12,0,0.33,0.67,0,0,0.94]
[0.15,600,450,1200,12,500,0.34,0.66,0,0,0.76]
[0.15,600,450,1200,12,1000,0.34,0.66,0,40.988999999999997,0.57999999999999996]
[0.15,600,450,1200,24,0,0.33,0.67,0,0,0.94]
[0.15,600,450,1200,24,500,0.34,0.66,0,0,0.76]
[0.15,600,450,1200,24,1000,0.34,0.66,0,0,0.57999999999999996]
[0.15,600,450,1200,48,0,0.33,0.67,0,0,0.94]
[0.15,600,450,1200,48,500,0.34,0.66,0,0,0.76]
[0.15,600,450,1200,48,1000,0.34,0.66,0,0,0.57999999999999996]
[0.15,600,450,1200,120,0,0.33,0.67,0,0,0.94]
[0.15,600,450,1200,120,500,0.34,0.66,0,0,0.76]
[0.15,600,450,1200,120,1000,0.34,0.66,0,0,0.57999999999999996]
[0.15,600,450,1200,240,0,0.33,0.67,0,0,0.94]
[0.15,600,450,1200,240,500,0.34,0.66,0,0,0.76]
[0.15,600,450,1200,240,1000,0.34,0.66,0,0,0.57999999999999996]
[0.15,600,450,2000,12,0,0.33,0.67,0,0,0.95]
[0.15,600,450,2000,12,500,0.34,0.66,0,0,0.81]
[0.15,600,450,2000,12,1000,0.34,0.66,0,0,0.67]
[0.15,600,450,2000,24,0,0.33,0.67,0,0,0.95]
[0.15,600,450,2000,24,500,0.34,0.66,0,0,0.81]
[0.15,600,450,2000,24,1000,0.34,0.66,0,0,0.67]
[0.15,600,450,2000,48,0,0.33,0.67,0,0,0.95]
[0.15,600,450,2000,48,500,0.34,0.66,0,0,0.81]
[0.15,600,450,2000,48,1000,0.34,0.66,0,0,0.67]
[0.15,600,450,2000,120,0,0.33,0.67,0,0,0.95]
[0.15,600,450,2000,120,500,0.34,0.66,0,0,0.81]
[0.15,600,450,2000,120,1000,0.34,0.66,0,0,0.67]
[0.15,600,450,2000,240,0,0.33,0.67,0,0,0.95]
[0.15,600,450,2000,240,500,0.34,0.66,0,0,0.81]
[0.15,600,450,2000,240,1000,0.34,0.66,0,0,0.67]
[0.15,600,600,800,12,0,0.33,0.67,0,0,0.91]
[0.15,600,600,800,12,500,0.34,0.66,0,0,0.71]
[0.15,600,600,800,12,1000,0.34,0.66,0,40.988999999999997,0.55000000000000004]
[0.15,600,600,800,24,0,0.33,0.67,0,0,0.91]
[0.15,600,600,800,24,500,0.34,0.66,0,0,0.71]
[0.15,600,600,800,24,1000,0.34,0.66,0,40.988999999999997,0.55000000000000004]
[0.15,600,600,800,48,0,0.33,0.67,0,0,0.91]
[0.15,600,600,800,48,500,0.34,0.66,0,0,0.71]
[0.15,600,600,800,48,1000,0.34,0.66,0,40.988999999999997,0.55000000000000004]
[0.15,600,600,800,120,0,0.33,0.67,0,0,0.91]
[0.15,600,600,800,120,500,0.34,0.66,0,0,0.71]
[0.15,600,600,800,120,1000,0.34,0.66,0,0,0.55000000000000004]
[0.15,600,600,800,240,0,0.33,0.67,0,0,0.91]
[0.15,600,600,800,240,500,0.34,0.66,0,0,0.71]
[0.15,600,600,800,240,1000,0.34,0.66,0,0,0.55000000000000004]
[0.15,600,600,1200,12,0,0.33,0.67,0,0,0.92]
[0.15,600,600,1200,12,500,0.34,0.66,0,0,0.75]
[0.15,600,600,1200,12,1000,0.34,0.66,0,0,0.57999999999999996]
[0.15,600,600,1200,24,0,0.33,0.67,0,0,0.92]
[0.15,600,600,1200,24,500,0.34,0.66,0,0,0.75]
[0.15,600,600,1200,24,1000,0.34,0.66,0,0,0.57999999999999996]
[0.15,600,600,1200,48,0,0.33,0.67,0,0,0.92]
[0.15,600,600,1200,48,500,0.34,0.66,0,0,0.75]
[0.15,600,600,1200,48,1000,0.34,0.66,0,0,0.57999999999999996]
[0.15,600,600,1200,120,0,0.33,0.67,0,0,0.92]
[0.15,600,600,1200,120,500,0.34,0.66,0,0,0.75]
[0.15,600,600,1200,120,1000,0.34,0.66,0,0,0.57999999999999996]
[0.15,600,600,1200,240,0,0.33,0.67,0,0,0.92]
[0.15,600,600,1200,240,500,0.34,0.66,0,0,0.75]
[0.15,600,600,1200,240,1000,0.34,0.66,0,0,0.57999999999999996]
[0.15,600,600,2000,12,0,0.33,0.67,0,0,0.94]
[0.15,600,600,2000,12,500,0.34,0.66,0,0,0.8]
[0.15,600,600,2000,12,1000,0.34,0.66,0,0,0.67]
[0.15,600,600,2000,24,0,0.33,0.67,0,0,0.94]
[0.15,600,600,2000,24,500,0.34,0.66,0,0,0.8]
[0.15,600,600,2000,24,1000,0.34,0.66,0,0,0.67]
[0.15,600,600,2000,48,0,0.33,0.67,0,0,0.94]
[0.15,600,600,2000,48,500,0.34,0.66,0,0,0.8]
[0.15,600,600,2000,48,1000,0.34,0.66,0,0,0.67]
[0.15,600,600,2000,120,0,0.33,0.67,0,0,0.94]
[0.15,600,600,2000,120,500,0.34,0.66,0,0,0.8]
[0.15,600,600,2000,120,1000,0.34,0.66,0,0,0.67]
[0.15,600,600,2000,240,0,0.33,0.67,0,0,0.94]
[0.15,600,600,2000,240,500,0.34,0.66,0,0,0.8]
[0.15,600,600,2000,240,1000,0.34,0.66,0,0,0.67]
[0.2,100,300,800,9,0,0.36,0.64,0,40.988999999999997,0.91]
[0.2,100,300,800,9,500,0.37,0.62,0,20.494,0.52]
[0.2,100,300,800,9,1000,0.38,0.61,0.01,2.9279999999999999,0.21]
[0.2,100,300,800,18,0,0.36,0.64,0,40.988999999999997,0.91]
[0.2,100,300,800,18,500,0.37,0.63,0,20.494,0.52]
[0.2,100,300,800,18,1000,0.38,0.62,0.01,5.8559999999999999,0.21]
[0.2,100,300,800,36,0,0.36,0.64,0,40.988999999999997,0.91]
[0.2,100,300,800,36,500,0.37,0.63,0,40.988999999999997,0.52]
[0.2,100,300,800,36,1000,0.38,0.62,0.01,8.1980000000000004,0.21]
[0.2,100,300,800,90,0,0.36,0.64,0,40.988999999999997,0.91]
[0.2,100,300,800,90,500,0.37,0.63,0,40.988999999999997,0.52]
[0.2,100,300,800,90,1000,0.38,0.62,0,40.988999999999997,0.21]
[0.2,100,300,800,180,0,0.36,0.64,0,40.988999999999997,0.91]
[0.2,100,300,800,180,500,0.37,0.63,0,40.988999999999997,0.52]
[0.2,100,300,800,180,1000,0.38,0.62,0,40.988999999999997,0.21]
[0.2,100,300,1200,9,0,0.36,0.64,0,40.988999999999997,0.93]
[0.2,100,300,1200,9,500,0.37,0.63,0,40.988999999999997,0.64]
[0.2,100,300,1200,9,1000,0.38,0.62,0,13.663,0.34]
[0.2,100,300,1200,18,0,0.36,0.64,0,40.988999999999997,0.93]
[0.2,100,300,1200,18,500,0.37,0.63,0,40.988999999999997,0.64]
[0.2,100,300,1200,18,1000,0.38,0.62,0,20.494,0.34]
[0.2,100,300,1200,36,0,0.36,0.64,0,40.988999999999997,0.93]
[0.2,100,300,1200,36,500,0.37,0.63,0,40.988999999999997,0.64]
[0.2,100,300,1200,36,1000,0.38,0.62,0,20.494,0.34]
[0.2,100,300,1200,90,0,0.36,0.64,0,40.988999999999997,0.93]
[0.2,100,300,1200,90,500,0.37,0.63,0,40.988999999999997,0.64]
[0.2,100,300,1200,90,1000,0.38,0.62,0,40.988999999999997,0.34]
[0.2,100,300,1200,180,0,0.36,0.64,0,40.988999999999997,0.93]
[0.2,100,300,1200,180,500,0.37,0.63,0,40.988999999999997,0.64]
[0.2,100,300,1200,180,1000,0.38,0.62,0,40.988999999999997,0.34]
[0.2,100,300,2000,9,0,0.36,0.64,0,40.988999999999997,0.96]
[0.2,100,300,2000,9,500,0.37,0.63,0,40.988999999999997,0.75]
[0.2,100,300,2000,9,1000,0.38,0.62,0,40.988999999999997,0.55000000000000004]
[0.2,100,300,2000,18,0,0.36,0.64,0,40.988999999999997,0.96]
[0.2,100,300,2000,18,500,0.37,0.63,0,40.988999999999997,0.75]
[0.2,100,300,2000,18,1000,0.38,0.62,0,40.988999999999997,0.55000000000000004]
[0.2,100,300,2000,36,0,0.36,0.64,0,40.988999999999997,0.96]
[0.2,100,300,2000,36,500,0.37,0.63,0,40.988999999999997,0.75]
[0.2,100,300,2000,36,1000,0.38,0.62,0,40.988999999999997,0.55000000000000004]
[0.2,100,300,2000,90,0,0.36,0.64,0,40.988999999999997,0.96]
[0.2,100,300,2000,90,500,0.37,0.63,0,40.988999999999997,0.75]
[0.2,100,300,2000,90,1000,0.38,0.62,0,40.988999999999997,0.55000000000000004]
[0.2,100,300,2000,180,0,0.36,0.64,0,40.988999999999997,0.96]
[0.2,100,300,2000,180,500,0.37,0.63,0,40.988999999999997,0.75]
[0.2,100,300,2000,180,1000,0.38,0.62,0,40.988999999999997,0.55000000000000004]
[0.2,100,450,800,9,0,0.37,0.63,0,40.988999999999997,0.88]
[0.2,100,450,800,9,500,0.37,0.62,0,20.494,0.53]
[0.2,100,450,800,9,1000,0.38,0.62,0.01,5.1239999999999997,0.24]
[0.2,100,450,800,18,0,0.37,0.63,0,40.988999999999997,0.88]
[0.2,100,450,800,18,500,0.37,0.63,0,20.494,0.53]
[0.2,100,450,800,18,1000,0.38,0.62,0.01,6.8310000000000004,0.24]
[0.2,100,450,800,36,0,0.37,0.63,0,40.988999999999997,0.88]
[0.2,100,450,800,36,500,0.37,0.63,0,40.988999999999997,0.53]
[0.2,100,450,800,36,1000,0.38,0.62,0,20.494,0.24]
[0.2,100,450,800,90,0,0.37,0.63,0,40.988999999999997,0.88]
[0.2,100,450,800,90,500,0.37,0.63,0,40.988999999999997,0.53]
[0.2,100,450,800,90,1000,0.38,0.62,0,40.988999999999997,0.24]
[0.2,100,450,800,180,0,0.37,0.63,0,40.988999999999997,0.88]
[0.2,100,450,800,180,500,0.37,0.63,0,40.988999999999997,0.53]
[0.2,100,450,800,180,1000,0.38,0.62,0,40.988999999999997,0.24]
[0.2,100,450,1200,9,0,0.37,0.63,0,40.988999999999997,0.91]
[0.2,100,450,1200,9,500,0.37,0.63,0,40.988999999999997,0.63]
[0.2,100,450,1200,9,1000,0.38,0.62,0,20.494,0.36]
[0.2,100,450,1200,18,0,0.37,0.63,0,40.988999999999997,0.91]
[0.2,100,450,1200,18,500,0.37,0.63,0,40.988999999999997,0.63]
[0.2,100,450,1200,18,1000,0.38,0.62,0,20.494,0.36]
[0.2,100,450,1200,36,0,0.37,0.63,0,40.988999999999997,0.91]
[0.2,100,450,1200,36,500,0.37,0.63,0,40.988999999999997,0.63]
[0.2,100,450,1200,36,1000,0.38,0.62,0,20.494,0.36]
[0.2,100,450,1200,90,0,0.37,0.63,0,40.988999999999997,0.91]
[0.2,100,450,1200,90,500,0.37,0.63,0,40.988999999999997,0.63]
[0.2,100,450,1200,90,1000,0.38,0.62,0,40.988999999999997,0.36]
[0.2,100,450,1200,180,0,0.37,0.63,0,40.988999999999997,0.91]
[0.2,100,450,1200,180,500,0.37,0.63,0,40.988999999999997,0.63]
[0.2,100,450,1200,180,1000,0.38,0.62,0,40.988999999999997,0.36]
[0.2,100,450,2000,9,0,0.37,0.63,0,40.988999999999997,0.93]
[0.2,100,450,2000,9,500,0.37,0.63,0,40.988999999999997,0.74]
[0.2,100,450,2000,9,1000,0.38,0.62,0,40.988999999999997,0.55000000000000004]
[0.2,100,450,2000,18,0,0.37,0.63,0,40.988999999999997,0.93]
[0.2,100,450,2000,18,500,0.37,0.63,0,40.988999999999997,0.74]
[0.2,100,450,2000,18,1000,0.38,0.62,0,40.988999999999997,0.55000000000000004]
[0.2,100,450,2000,36,0,0.37,0.63,0,40.988999999999997,0.93]
[0.2,100,450,2000,36,500,0.37,0.63,0,40.988999999999997,0.74]
[0.2,100,450,2000,36,1000,0.38,0.62,0,40.988999999999997,0.55000000000000004]
[0.2,100,450,2000,90,0,0.37,0.63,0,40.988999999999997,0.93]
[0.2,100,450,2000,90,500,0.37,0.63,0,40.988999999999997,0.74]
[0.2,100,450,2000,90,1000,0.38,0.62,0,40.988999999999997,0.55000000000000004]
[0.2,100,450,2000,180,0,0.37,0.63,0,40.988999999999997,0.93]
[0.2,100,450,2000,180,500,0.37,0.63,0,40.988999999999997,0.74]
[0.2,100,450,2000,180,1000,0.38,0.62,0,40.988999999999997,0.55000000000000004]
[0.2,100,600,800,9,0,0.37,0.63,0,40.988999999999997,0.85]
[0.2,100,600,800,9,500,0.37,0.63,0,20.494,0.53]
[0.2,100,600,800,9,1000,0.38,0.62,0.01,8.1980000000000004,0.27]
[0.2,100,600,800,18,0,0.37,0.63,0,40.988999999999997,0.85]
[0.2,100,600,800,18,500,0.37,0.63,0,40.988999999999997,0.53]
[0.2,100,600,800,18,1000,0.38,0.62,0.01,13.663,0.27]
[0.2,100,600,800,36,0,0.37,0.63,0,40.988999999999997,0.85]
[0.2,100,600,800,36,500,0.37,0.63,0,40.988999999999997,0.53]
[0.2,100,600,800,36,1000,0.38,0.62,0,20.494,0.27]
[0.2,100,600,800,90,0,0.37,0.63,0,40.988999999999997,0.85]
[0.2,100,600,800,90,500,0.37,0.63,0,40.988999999999997,0.53]
[0.2,100,600,800,90,1000,0.38,0.62,0,40.988999999999997,0.27]
[0.2,100,600,800,180,0,0.37,0.63,0,40.988999999999997,0.85]
[0.2,100,600,800,180,500,0.37,0.63,0,40.988999999999997,0.53]
[0.2,100,600,800,180,1000,0.38,0.62,0,40.988999999999997,0.27]
[0.2,100,600,1200,9,0,0.37,0.63,0,40.988999999999997,0.88]
[0.2,100,600,1200,9,500,0.37,0.63,0,40.988999999999997,0.63]
[0.2,100,600,1200,9,1000,0.38,0.62,0,20.494,0.37]
[0.2,100,600,1200,18,0,0.37,0.63,0,40.988999999999997,0.88]
[0.2,100,600,1200,18,500,0.37,0.63,0,40.988999999999997,0.63]
[0.2,100,600,1200,18,1000,0.38,0.62,0,20.494,0.37]
[0.2,100,600,1200,36,0,0.37,0.63,0,40.988999999999997,0.88]
[0.2,100,600,1200,36,500,0.37,0.63,0,40.988999999999997,0.63]
[0.2,100,600,1200,36,1000,0.38,0.62,0,40.988999999999997,0.37]
[0.2,100,600,1200,90,0,0.37,0.63,0,40.988999999999997,0.88]
[0.2,100,600,1200,90,500,0.37,0.63,0,40.988999999999997,0.63]
[0.2,100,600,1200,90,1000,0.38,0.62,0,40.988999999999997,0.37]
[0.2,100,600,1200,180,0,0.37,0.63,0,40.988999999999997,0.88]
[0.2,100,600,1200,180,500,0.37,0.63,0,40.988999999999997,0.63]
[0.2,100,600,1200,180,1000,0.38,0.62,0,40.988999999999997,0.37]
[0.2,100,600,2000,9,0,0.37,0.63,0,40.988999999999997,0.91]
[0.2,100,600,2000,9,500,0.37,0.63,0,40.988999999999997,0.73]
[0.2,100,600,2000,9,1000,0.38,0.62,0,40.988999999999997,0.55000000000000004]
[0.2,100,600,2000,18,0,0.37,0.63,0,40.988999999999997,0.92]
[0.2,100,600,2000,18,500,0.37,0.63,0,40.988999999999997,0.73]
[0.2,100,600,2000,18,1000,0.38,0.62,0,40.988999999999997,0.55000000000000004]
[0.2,100,600,2000,36,0,0.37,0.63,0,40.988999999999997,0.92]
[0.2,100,600,2000,36,500,0.37,0.63,0,40.988999999999997,0.73]
[0.2,100,600,2000,36,1000,0.38,0.62,0,40.988999999999997,0.55000000000000004]
[0.2,100,600,2000,90,0,0.37,0.63,0,40.988999999999997,0.92]
[0.2,100,600,2000,90,500,0.37,0.63,0,40.988999999999997,0.73]
[0.2,100,600,2000,90,1000,0.38,0.62,0,40.988999999999997,0.55000000000000004]
[0.2,100,600,2000,180,0,0.37,0.63,0,40.988999999999997,0.92]
[0.2,100,600,2000,180,500,0.37,0.63,0,40.988999999999997,0.73]
[0.2,100,600,2000,180,1000,0.38,0.62,0,40.988999999999997,0.55000000000000004]
[0.2,300,300,800,9,0,0.36,0.64,0,40.988999999999997,0.93]
[0.2,300,300,800,9,500,0.37,0.63,0,40.988999999999997,0.63]
[0.2,300,300,800,9,1000,0.38,0.62,0,20.494,0.39]
[0.2,300,300,800,18,0,0.36,0.64,0,40.988999999999997,0.93]
[0.2,300,300,800,18,500,0.37,0.63,0,40.988999999999997,0.63]
[0.2,300,300,800,18,1000,0.38,0.62,0,20.494,0.39]
[0.2,300,300,800,36,0,0.36,0.64,0,40.988999999999997,0.93]
[0.2,300,300,800,36,500,0.37,0.63,0,40.988999999999997,0.63]
[0.2,300,300,800,36,1000,0.38,0.62,0,40.988999999999997,0.39]
[0.2,300,300,800,90,0,0.36,0.64,0,40.988999999999997,0.93]
[0.2,300,300,800,90,500,0.37,0.63,0,40.988999999999997,0.63]
[0.2,300,300,800,90,1000,0.38,0.63,0,40.988999999999997,0.39]
[0.2,300,300,800,180,0,0.36,0.64,0,40.988999999999997,0.93]
[0.2,300,300,800,180,500,0.37,0.63,0,40.988999999999997,0.63]
[0.2,300,300,800,180,1000,0.38,0.63,0,40.988999999999997,0.39]
[0.2,300,300,1200,9,0,0.36,0.64,0,40.988999999999997,0.95]
[0.2,300,300,1200,9,500,0.37,0.63,0,40.988999999999997,0.7]
[0.2,300,300,1200,9,1000,0.38,0.62,0,40.988999999999997,0.46]
[0.2,300,300,1200,18,0,0.36,0.64,0,40.988999999999997,0.95]
[0.2,300,300,1200,18,500,0.37,0.63,0,40.988999999999997,0.7]
[0.2,300,300,1200,18,1000,0.38,0.62,0,40.988999999999997,0.46]
[0.2,300,300,1200,36,0,0.36,0.64,0,40.988999999999997,0.95]
[0.2,300,300,1200,36,500,0.37,0.63,0,40.988999999999997,0.7]
[0.2,300,300,1200,36,1000,0.38,0.63,0,40.988999999999997,0.46]
[0.2,300,300,1200,90,0,0.36,0.64,0,40.988999999999997,0.95]
[0.2,300,300,1200,90,500,0.37,0.63,0,40.988999999999997,0.7]
[0.2,300,300,1200,90,1000,0.38,0.63,0,40.988999999999997,0.46]
[0.2,300,300,1200,180,0,0.36,0.64,0,40.988999999999997,0.95]
[0.2,300,300,1200,180,500,0.37,0.63,0,40.988999999999997,0.7]
[0.2,300,300,1200,180,1000,0.38,0.63,0,40.988999999999997,0.46]
[0.2,300,300,2000,9,0,0.36,0.64,0,40.988999999999997,0.96]
[0.2,300,300,2000,9,500,0.37,0.63,0,40.988999999999997,0.79]
[0.2,300,300,2000,9,1000,0.38,0.63,0,40.988999999999997,0.61]
[0.2,300,300,2000,18,0,0.36,0.64,0,40.988999999999997,0.96]
[0.2,300,300,2000,18,500,0.37,0.63,0,40.988999999999997,0.79]
[0.2,300,300,2000,18,1000,0.38,0.63,0,40.988999999999997,0.61]
[0.2,300,300,2000,36,0,0.36,0.64,0,40.988999999999997,0.96]
[0.2,300,300,2000,36,500,0.37,0.63,0,40.988999999999997,0.79]
[0.2,300,300,2000,36,1000,0.38,0.63,0,40.988999999999997,0.61]
[0.2,300,300,2000,90,0,0.36,0.64,0,40.988999999999997,0.96]
[0.2,300,300,2000,90,500,0.37,0.63,0,40.988999999999997,0.79]
[0.2,300,300,2000,90,1000,0.38,0.63,0,40.988999999999997,0.61]
[0.2,300,300,2000,180,0,0.36,0.64,0,40.988999999999997,0.96]
[0.2,300,300,2000,180,500,0.37,0.63,0,40.988999999999997,0.79]
[0.2,300,300,2000,180,1000,0.38,0.63,0,40.988999999999997,0.61]
[0.2,300,450,800,9,0,0.37,0.64,0,40.988999999999997,0.9]
[0.2,300,450,800,9,500,0.37,0.63,0,40.988999999999997,0.63]
[0.2,300,450,800,9,1000,0.38,0.62,0,20.494,0.4]
[0.2,300,450,800,18,0,0.37,0.64,0,40.988999999999997,0.9]
[0.2,300,450,800,18,500,0.37,0.63,0,40.988999999999997,0.63]
[0.2,300,450,800,18,1000,0.38,0.62,0,20.494,0.4]
[0.2,300,450,800,36,0,0.37,0.64,0,40.988999999999997,0.9]
[0.2,300,450,800,36,500,0.37,0.63,0,40.988999999999997,0.63]
[0.2,300,450,800,36,1000,0.38,0.62,0,40.988999999999997,0.4]
[0.2,300,450,800,90,0,0.37,0.64,0,40.988999999999997,0.9]
[0.2,300,450,800,90,500,0.37,0.63,0,40.988999999999997,0.63]
[0.2,300,450,800,90,1000,0.38,0.63,0,40.988999999999997,0.4]
[0.2,300,450,800,180,0,0.37,0.64,0,40.988999999999997,0.9]
[0.2,300,450,800,180,500,0.37,0.63,0,40.988999999999997,0.63]
[0.2,300,450,800,180,1000,0.38,0.63,0,40.988999999999997,0.4]
[0.2,300,450,1200,9,0,0.37,0.64,0,40.988999999999997,0.92]
[0.2,300,450,1200,9,500,0.37,0.63,0,40.988999999999997,0.69]
[0.2,300,450,1200,9,1000,0.38,0.62,0,40.988999999999997,0.47]
[0.2,300,450,1200,18,0,0.37,0.64,0,40.988999999999997,0.92]
[0.2,300,450,1200,18,500,0.37,0.63,0,40.988999999999997,0.69]
[0.2,300,450,1200,18,1000,0.38,0.63,0,40.988999999999997,0.47]
[0.2,300,450,1200,36,0,0.37,0.64,0,40.988999999999997,0.92]
[0.2,300,450,1200,36,500,0.37,0.63,0,40.988999999999997,0.69]
[0.2,300,450,1200,36,1000,0.38,0.63,0,40.988999999999997,0.47]
[0.2,300,450,1200,90,0,0.37,0.64,0,40.988999999999997,0.92]
[0.2,300,450,1200,90,500,0.37,0.63,0,40.988999999999997,0.69]
[0.2,300,450,1200,90,1000,0.38,0.63,0,40.988999999999997,0.47]
[0.2,300,450,1200,180,0,0.37,0.64,0,40.988999999999997,0.92]
[0.2,300,450,1200,180,500,0.37,0.63,0,40.988999999999997,0.69]
[0.2,300,450,1200,180,1000,0.38,0.63,0,40.988999999999997,0.47]
[0.2,300,450,2000,9,0,0.37,0.64,0,40.988999999999997,0.94]
[0.2,300,450,2000,9,500,0.37,0.63,0,40.988999999999997,0.78]
[0.2,300,450,2000,9,1000,0.38,0.63,0,40.988999999999997,0.61]
[0.2,300,450,2000,18,0,0.37,0.64,0,40.988999999999997,0.94]
[0.2,300,450,2000,18,500,0.37,0.63,0,40.988999999999997,0.78]
[0.2,300,450,2000,18,1000,0.38,0.63,0,40.988999999999997,0.61]
[0.2,300,450,2000,36,0,0.37,0.64,0,40.988999999999997,0.94]
[0.2,300,450,2000,36,500,0.37,0.63,0,40.988999999999997,0.78]
[0.2,300,450,2000,36,1000,0.38,0.63,0,40.988999999999997,0.61]
[0.2,300,450,2000,90,0,0.37,0.64,0,40.988999999999997,0.94]
[0.2,300,450,2000,90,500,0.37,0.63,0,40.988999999999997,0.78]
[0.2,300,450,2000,90,1000,0.38,0.63,0,40.988999999999997,0.61]
[0.2,300,450,2000,180,0,0.37,0.64,0,40.988999999999997,0.94]
[0.2,300,450,2000,180,500,0.37,0.63,0,40.988999999999997,0.78]
[0.2,300,450,2000,180,1000,0.38,0.63,0,40.988999999999997,0.61]
[0.2,300,600,800,9,0,0.37,0.63,0,40.988999999999997,0.88]
[0.2,300,600,800,9,500,0.37,0.63,0,40.988999999999997,0.62]
[0.2,300,600,800,9,1000,0.38,0.62,0,20.494,0.41]
[0.2,300,600,800,18,0,0.37,0.63,0,40.988999999999997,0.88]
[0.2,300,600,800,18,500,0.37,0.63,0,40.988999999999997,0.62]
[0.2,300,600,800,18,1000,0.38,0.62,0,40.988999999999997,0.41]
[0.2,300,600,800,36,0,0.37,0.63,0,40.988999999999997,0.88]
[0.2,300,600,800,36,500,0.37,0.63,0,40.988999999999997,0.62]
[0.2,300,600,800,36,1000,0.38,0.62,0,40.988999999999997,0.41]
[0.2,300,600,800,90,0,0.37,0.63,0,40.988999999999997,0.88]
[0.2,300,600,800,90,500,0.37,0.63,0,40.988999999999997,0.62]
[0.2,300,600,800,90,1000,0.38,0.63,0,40.988999999999997,0.41]
[0.2,300,600,800,180,0,0.37,0.63,0,40.988999999999997,0.88]
[0.2,300,600,800,180,500,0.37,0.63,0,40.988999999999997,0.62]
[0.2,300,600,800,180,1000,0.38,0.63,0,40.988999999999997,0.41]
[0.2,300,600,1200,9,0,0.37,0.63,0,40.988999999999997,0.9]
[0.2,300,600,1200,9,500,0.37,0.63,0,40.988999999999997,0.69]
[0.2,300,600,1200,9,1000,0.38,0.62,0,40.988999999999997,0.47]
[0.2,300,600,1200,18,0,0.37,0.63,0,40.988999999999997,0.9]
[0.2,300,600,1200,18,500,0.37,0.63,0,40.988999999999997,0.69]
[0.2,300,600,1200,18,1000,0.38,0.62,0,40.988999999999997,0.47]
[0.2,300,600,1200,36,0,0.37,0.63,0,40.988999999999997,0.9]
[0.2,300,600,1200,36,500,0.37,0.63,0,40.988999999999997,0.69]
[0.2,300,600,1200,36,1000,0.38,0.62,0,40.988999999999997,0.47]
[0.2,300,600,1200,90,0,0.37,0.63,0,40.988999999999997,0.9]
[0.2,300,600,1200,90,500,0.37,0.63,0,40.988999999999997,0.69]
[0.2,300,600,1200,90,1000,0.38,0.63,0,40.988999999999997,0.47]
[0.2,300,600,1200,180,0,0.37,0.63,0,40.988999999999997,0.9]
[0.2,300,600,1200,180,500,0.37,0.63,0,40.988999999999997,0.69]
[0.2,300,600,1200,180,1000,0.38,0.63,0,40.988999999999997,0.47]
[0.2,300,600,2000,9,0,0.37,0.63,0,40.988999999999997,0.93]
[0.2,300,600,2000,9,500,0.37,0.63,0,40.988999999999997,0.77]
[0.2,300,600,2000,9,1000,0.38,0.63,0,40.988999999999997,0.61]
[0.2,300,600,2000,18,0,0.37,0.63,0,40.988999999999997,0.93]
[0.2,300,600,2000,18,500,0.37,0.63,0,40.988999999999997,0.77]
[0.2,300,600,2000,18,1000,0.38,0.63,0,40.988999999999997,0.61]
[0.2,300,600,2000,36,0,0.37,0.63,0,40.988999999999997,0.93]
[0.2,300,600,2000,36,500,0.37,0.63,0,40.988999999999997,0.77]
[0.2,300,600,2000,36,1000,0.38,0.63,0,40.988999999999997,0.61]
[0.2,300,600,2000,90,0,0.37,0.63,0,40.988999999999997,0.93]
[0.2,300,600,2000,90,500,0.37,0.63,0,40.988999999999997,0.77]
[0.2,300,600,2000,90,1000,0.38,0.63,0,40.988999999999997,0.61]
[0.2,300,600,2000,180,0,0.37,0.63,0,40.988999999999997,0.93]
[0.2,300,600,2000,180,500,0.37,0.63,0,40.988999999999997,0.77]
[0.2,300,600,2000,180,1000,0.38,0.63,0,40.988999999999997,0.61]
[0.2,600,300,800,9,0,0.36,0.65,0,0,0.95]
[0.2,600,300,800,9,500,0.37,0.63,0,0,0.73]
[0.2,600,300,800,9,1000,0.38,0.63,0,0,0.54]
[0.2,600,300,800,18,0,0.36,0.65,0,0,0.95]
[0.2,600,300,800,18,500,0.37,0.63,0,0,0.73]
[0.2,600,300,800,18,1000,0.38,0.63,0,0,0.55000000000000004]
[0.2,600,300,800,36,0,0.36,0.65,0,0,0.95]
[0.2,600,300,800,36,500,0.37,0.63,0,0,0.73]
[0.2,600,300,800,36,1000,0.38,0.63,0,0,0.55000000000000004]
[0.2,600,300,800,90,0,0.36,0.65,0,0,0.95]
[0.2,600,300,800,90,500,0.37,0.63,0,0,0.73]
[0.2,600,300,800,90,1000,0.38,0.63,0,0,0.55000000000000004]
[0.2,600,300,800,180,0,0.36,0.65,0,0,0.95]
[0.2,600,300,800,180,500,0.37,0.63,0,0,0.73]
[0.2,600,300,800,180,1000,0.38,0.63,0,0,0.55000000000000004]
[0.2,600,300,1200,9,0,0.36,0.65,0,0,0.96]
[0.2,600,300,1200,9,500,0.37,0.63,0,0,0.77]
[0.2,600,300,1200,9,1000,0.38,0.63,0,0,0.57999999999999996]
[0.2,600,300,1200,18,0,0.36,0.65,0,0,0.96]
[0.2,600,300,1200,18,500,0.37,0.63,0,0,0.77]
[0.2,600,300,1200,18,1000,0.38,0.63,0,0,0.57999999999999996]
[0.2,600,300,1200,36,0,0.36,0.65,0,0,0.96]
[0.2,600,300,1200,36,500,0.37,0.63,0,0,0.77]
[0.2,600,300,1200,36,1000,0.38,0.63,0,0,0.57999999999999996]
[0.2,600,300,1200,90,0,0.36,0.65,0,0,0.96]
[0.2,600,300,1200,90,500,0.37,0.63,0,0,0.77]
[0.2,600,300,1200,90,1000,0.38,0.63,0,0,0.57999999999999996]
[0.2,600,300,1200,180,0,0.36,0.65,0,0,0.96]
[0.2,600,300,1200,180,500,0.37,0.63,0,0,0.77]
[0.2,600,300,1200,180,1000,0.38,0.63,0,0,0.57999999999999996]
[0.2,600,300,2000,9,0,0.36,0.65,0,0,0.97]
[0.2,600,300,2000,9,500,0.37,0.63,0,0,0.82]
[0.2,600,300,2000,9,1000,0.38,0.63,0,0,0.68]
[0.2,600,300,2000,18,0,0.36,0.65,0,0,0.97]
[0.2,600,300,2000,18,500,0.37,0.63,0,0,0.82]
[0.2,600,300,2000,18,1000,0.38,0.63,0,0,0.68]
[0.2,600,300,2000,36,0,0.36,0.65,0,0,0.97]
[0.2,600,300,2000,36,500,0.37,0.63,0,0,0.82]
[0.2,600,300,2000,36,1000,0.38,0.63,0,0,0.68]
[0.2,600,300,2000,90,0,0.36,0.65,0,0,0.97]
[0.2,600,300,2000,90,500,0.37,0.63,0,0,0.82]
[0.2,600,300,2000,90,1000,0.38,0.63,0,0,0.68]
[0.2,600,300,2000,180,0,0.36,0.65,0,0,0.97]
[0.2,600,300,2000,180,500,0.37,0.63,0,0,0.82]
[0.2,600,300,2000,180,1000,0.38,0.63,0,0,0.68]
[0.2,600,450,800,9,0,0.37,0.64,0,0,0.93]
[0.2,600,450,800,9,500,0.37,0.63,0,0,0.72]
[0.2,600,450,800,9,1000,0.38,0.63,0,0,0.55000000000000004]
[0.2,600,450,800,18,0,0.37,0.64,0,0,0.93]
[0.2,600,450,800,18,500,0.37,0.63,0,0,0.72]
[0.2,600,450,800,18,1000,0.38,0.63,0,0,0.55000000000000004]
[0.2,600,450,800,36,0,0.37,0.64,0,0,0.93]
[0.2,600,450,800,36,500,0.37,0.63,0,0,0.72]
[0.2,600,450,800,36,1000,0.38,0.63,0,0,0.55000000000000004]
[0.2,600,450,800,90,0,0.37,0.64,0,0,0.93]
[0.2,600,450,800,90,500,0.37,0.63,0,0,0.72]
[0.2,600,450,800,90,1000,0.38,0.63,0,0,0.55000000000000004]
[0.2,600,450,800,180,0,0.37,0.64,0,0,0.93]
[0.2,600,450,800,180,500,0.37,0.63,0,0,0.72]
[0.2,600,450,800,180,1000,0.38,0.63,0,0,0.55000000000000004]
[0.2,600,450,1200,9,0,0.37,0.64,0,0,0.94]
[0.2,600,450,1200,9,500,0.37,0.63,0,0,0.76]
[0.2,600,450,1200,9,1000,0.38,0.63,0,0,0.57999999999999996]
[0.2,600,450,1200,18,0,0.37,0.64,0,0,0.94]
[0.2,600,450,1200,18,500,0.37,0.63,0,0,0.76]
[0.2,600,450,1200,18,1000,0.38,0.63,0,0,0.57999999999999996]
[0.2,600,450,1200,36,0,0.37,0.64,0,0,0.94]
[0.2,600,450,1200,36,500,0.37,0.63,0,0,0.76]
[0.2,600,450,1200,36,1000,0.38,0.63,0,0,0.57999999999999996]
[0.2,600,450,1200,90,0,0.37,0.64,0,0,0.94]
[0.2,600,450,1200,90,500,0.37,0.63,0,0,0.76]
[0.2,600,450,1200,90,1000,0.38,0.63,0,0,0.57999999999999996]
[0.2,600,450,1200,180,0,0.37,0.64,0,0,0.94]
[0.2,600,450,1200,180,500,0.37,0.63,0,0,0.76]
[0.2,600,450,1200,180,1000,0.38,0.63,0,0,0.57999999999999996]
[0.2,600,450,2000,9,0,0.37,0.64,0,0,0.95]
[0.2,600,450,2000,9,500,0.37,0.63,0,0,0.81]
[0.2,600,450,2000,9,1000,0.38,0.63,0,0,0.67]
[0.2,600,450,2000,18,0,0.37,0.64,0,0,0.95]
[0.2,600,450,2000,18,500,0.37,0.63,0,0,0.81]
[0.2,600,450,2000,18,1000,0.38,0.63,0,0,0.67]
[0.2,600,450,2000,36,0,0.37,0.64,0,0,0.95]
[0.2,600,450,2000,36,500,0.37,0.63,0,0,0.81]
[0.2,600,450,2000,36,1000,0.38,0.63,0,0,0.67]
[0.2,600,450,2000,90,0,0.37,0.64,0,0,0.95]
[0.2,600,450,2000,90,500,0.37,0.63,0,0,0.81]
[0.2,600,450,2000,90,1000,0.38,0.63,0,0,0.67]
[0.2,600,450,2000,180,0,0.37,0.64,0,0,0.95]
[0.2,600,450,2000,180,500,0.37,0.63,0,0,0.81]
[0.2,600,450,2000,180,1000,0.38,0.63,0,0,0.67]
[0.2,600,600,800,9,0,0.37,0.63,0,0,0.91]
[0.2,600,600,800,9,500,0.37,0.63,0,0,0.71]
[0.2,600,600,800,9,1000,0.38,0.63,0,0,0.55000000000000004]
[0.2,600,600,800,18,0,0.37,0.63,0,0,0.91]
[0.2,600,600,800,18,500,0.37,0.63,0,0,0.71]
[0.2,600,600,800,18,1000,0.38,0.63,0,0,0.55000000000000004]
[0.2,600,600,800,36,0,0.37,0.63,0,0,0.91]
[0.2,600,600,800,36,500,0.37,0.63,0,0,0.71]
[0.2,600,600,800,36,1000,0.38,0.63,0,0,0.55000000000000004]
[0.2,600,600,800,90,0,0.37,0.63,0,0,0.91]
[0.2,600,600,800,90,500,0.37,0.63,0,0,0.71]
[0.2,600,600,800,90,1000,0.38,0.63,0,0,0.55000000000000004]
[0.2,600,600,800,180,0,0.37,0.63,0,0,0.91]
[0.2,600,600,800,180,500,0.37,0.63,0,0,0.71]
[0.2,600,600,800,180,1000,0.38,0.63,0,0,0.55000000000000004]
[0.2,600,600,1200,9,0,0.37,0.63,0,0,0.92]
[0.2,600,600,1200,9,500,0.37,0.63,0,0,0.75]
[0.2,600,600,1200,9,1000,0.38,0.63,0,0,0.57999999999999996]
[0.2,600,600,1200,18,0,0.37,0.63,0,0,0.92]
[0.2,600,600,1200,18,500,0.37,0.63,0,0,0.75]
[0.2,600,600,1200,18,1000,0.38,0.63,0,0,0.57999999999999996]
[0.2,600,600,1200,36,0,0.37,0.63,0,0,0.92]
[0.2,600,600,1200,36,500,0.37,0.63,0,0,0.75]
[0.2,600,600,1200,36,1000,0.38,0.63,0,0,0.57999999999999996]
[0.2,600,600,1200,90,0,0.37,0.63,0,0,0.92]
[0.2,600,600,1200,90,500,0.37,0.63,0,0,0.75]
[0.2,600,600,1200,90,1000,0.38,0.63,0,0,0.57999999999999996]
[0.2,600,600,1200,180,0,0.37,0.63,0,0,0.92]
[0.2,600,600,1200,180,500,0.37,0.63,0,0,0.75]
[0.2,600,600,1200,180,1000,0.38,0.63,0,0,0.57999999999999996]
[0.2,600,600,2000,9,0,0.37,0.63,0,0,0.94]
[0.2,600,600,2000,9,500,0.37,0.63,0,0,0.8]
[0.2,600,600,2000,9,1000,0.38,0.63,0,0,0.67]
[0.2,600,600,2000,18,0,0.37,0.63,0,0,0.94]
[0.2,600,600,2000,18,500,0.37,0.63,0,0,0.8]
[0.2,600,600,2000,18,1000,0.38,0.63,0,0,0.67]
[0.2,600,600,2000,36,0,0.37,0.63,0,0,0.94]
[0.2,600,600,2000,36,500,0.37,0.63,0,0,0.8]
[0.2,600,600,2000,36,1000,0.38,0.63,0,0,0.67]
[0.2,600,600,2000,90,0,0.37,0.63,0,0,0.94]
[0.2,600,600,2000,90,500,0.37,0.63,0,0,0.8]
[0.2,600,600,2000,90,1000,0.38,0.63,0,0,0.67]
[0.2,600,600,2000,180,0,0.37,0.63,0,0,0.94]
[0.2,600,600,2000,180,500,0.37,0.63,0,0,0.8]
[0.2,600,600,2000,180,1000,0.38,0.63,0,0,0.67]

{"sheet":"Bio_Retention_cell_offset","index":13,"n_rows":28351,"n_cols":13,"rows_kept":4500,"cut":true,"hidden":true,"merged":[],"bounds":{"rows_first":2000,"rows_last":500,"rows_between":2000,"halvings":0}}
["K","A_ratio","surface_depth","soil_depth","storage_depth","drain_coefficient","drain_offset","Infiltrated","Evaporated","Drained","Overflow","T_overflow","Available_volume"]
[120,0.02,100,300,800,90,0,0.69,0.24,0,7.0000000000000007E-2,0.13300000000000001,0.92]
[120,0.02,100,300,800,90,500,0.69,0.24,0,7.0000000000000007E-2,0.13300000000000001,0.92]
[120,0.02,100,300,800,90,1000,0.69,0.24,0,7.0000000000000007E-2,0.13300000000000001,0.92]
[120,0.02,100,300,800,180,0,0.69,0.24,0,7.0000000000000007E-2,0.13300000000000001,0.92]
[120,0.02,100,300,800,180,500,0.69,0.24,0,7.0000000000000007E-2,0.13300000000000001,0.92]
[120,0.02,100,300,800,180,1000,0.69,0.24,0,7.0000000000000007E-2,0.13300000000000001,0.92]
[120,0.02,100,300,800,360,0,0.69,0.24,0,7.0000000000000007E-2,0.13300000000000001,0.92]
[120,0.02,100,300,800,360,500,0.69,0.24,0,7.0000000000000007E-2,0.13300000000000001,0.92]
[120,0.02,100,300,800,360,1000,0.69,0.24,0,7.0000000000000007E-2,0.13300000000000001,0.92]
[120,0.02,100,300,800,900,0,0.69,0.24,0,7.0000000000000007E-2,0.13300000000000001,0.92]
[120,0.02,100,300,800,900,500,0.69,0.24,0,7.0000000000000007E-2,0.13300000000000001,0.92]
[120,0.02,100,300,800,900,1000,0.69,0.24,0,7.0000000000000007E-2,0.13300000000000001,0.92]
[120,0.02,100,300,800,1800,0,0.69,0.24,0,7.0000000000000007E-2,0.13300000000000001,0.92]
[120,0.02,100,300,800,1800,500,0.69,0.24,0,7.0000000000000007E-2,0.13300000000000001,0.92]
[120,0.02,100,300,800,1800,1000,0.69,0.24,0,7.0000000000000007E-2,0.13300000000000001,0.92]
[120,0.02,100,300,1200,90,0,0.69,0.24,0,7.0000000000000007E-2,0.13300000000000001,0.94]
[120,0.02,100,300,1200,90,500,0.69,0.24,0,7.0000000000000007E-2,0.13300000000000001,0.94]
[120,0.02,100,300,1200,90,1000,0.69,0.24,0,7.0000000000000007E-2,0.13300000000000001,0.94]
[120,0.02,100,300,1200,180,0,0.69,0.24,0,7.0000000000000007E-2,0.13300000000000001,0.94]
[120,0.02,100,300,1200,180,500,0.69,0.24,0,7.0000000000000007E-2,0.13300000000000001,0.94]
[120,0.02,100,300,1200,180,1000,0.69,0.24,0,7.0000000000000007E-2,0.13300000000000001,0.94]
[120,0.02,100,300,1200,360,0,0.69,0.24,0,7.0000000000000007E-2,0.13300000000000001,0.94]
[120,0.02,100,300,1200,360,500,0.69,0.24,0,7.0000000000000007E-2,0.13300000000000001,0.94]
[120,0.02,100,300,1200,360,1000,0.69,0.24,0,7.0000000000000007E-2,0.13300000000000001,0.94]
[120,0.02,100,300,1200,900,0,0.69,0.24,0,7.0000000000000007E-2,0.13300000000000001,0.94]
[120,0.02,100,300,1200,900,500,0.69,0.24,0,7.0000000000000007E-2,0.13300000000000001,0.94]
[120,0.02,100,300,1200,900,1000,0.69,0.24,0,7.0000000000000007E-2,0.13300000000000001,0.94]
[120,0.02,100,300,1200,1800,0,0.69,0.24,0,7.0000000000000007E-2,0.13300000000000001,0.94]
[120,0.02,100,300,1200,1800,500,0.69,0.24,0,7.0000000000000007E-2,0.13300000000000001,0.94]
[120,0.02,100,300,1200,1800,1000,0.69,0.24,0,7.0000000000000007E-2,0.13300000000000001,0.94]
[120,0.02,100,300,2000,90,0,0.69,0.24,0,7.0000000000000007E-2,0.13300000000000001,0.96]
[120,0.02,100,300,2000,90,500,0.69,0.24,0,7.0000000000000007E-2,0.13300000000000001,0.96]
[120,0.02,100,300,2000,90,1000,0.69,0.24,0,7.0000000000000007E-2,0.13300000000000001,0.96]
[120,0.02,100,300,2000,180,0,0.69,0.24,0,7.0000000000000007E-2,0.13300000000000001,0.96]
[120,0.02,100,300,2000,180,500,0.69,0.24,0,7.0000000000000007E-2,0.13300000000000001,0.96]
[120,0.02,100,300,2000,180,1000,0.69,0.24,0,7.0000000000000007E-2,0.13300000000000001,0.96]
[120,0.02,100,300,2000,360,0,0.69,0.24,0,7.0000000000000007E-2,0.13300000000000001,0.96]
[120,0.02,100,300,2000,360,500,0.69,0.24,0,7.0000000000000007E-2,0.13300000000000001,0.96]
[120,0.02,100,300,2000,360,1000,0.69,0.24,0,7.0000000000000007E-2,0.13300000000000001,0.96]
[120,0.02,100,300,2000,900,0,0.69,0.24,0,7.0000000000000007E-2,0.13300000000000001,0.96]
[120,0.02,100,300,2000,900,500,0.69,0.24,0,7.0000000000000007E-2,0.13300000000000001,0.96]
[120,0.02,100,300,2000,900,1000,0.69,0.24,0,7.0000000000000007E-2,0.13300000000000001,0.96]
[120,0.02,100,300,2000,1800,0,0.69,0.24,0,7.0000000000000007E-2,0.13300000000000001,0.96]
[120,0.02,100,300,2000,1800,500,0.69,0.24,0,7.0000000000000007E-2,0.13300000000000001,0.96]
[120,0.02,100,300,2000,1800,1000,0.69,0.24,0,7.0000000000000007E-2,0.13300000000000001,0.96]
[120,0.02,100,450,800,90,0,0.69,0.24,0,7.0000000000000007E-2,0.14199999999999999,0.88]
[120,0.02,100,450,800,90,500,0.69,0.24,0,7.0000000000000007E-2,0.14199999999999999,0.88]
[120,0.02,100,450,800,90,1000,0.69,0.24,0,7.0000000000000007E-2,0.14199999999999999,0.88]
[120,0.02,100,450,800,180,0,0.69,0.24,0,7.0000000000000007E-2,0.14199999999999999,0.88]
[120,0.02,100,450,800,180,500,0.69,0.24,0,7.0000000000000007E-2,0.14199999999999999,0.88]
[120,0.02,100,450,800,180,1000,0.69,0.24,0,7.0000000000000007E-2,0.14199999999999999,0.88]
[120,0.02,100,450,800,360,0,0.69,0.24,0,7.0000000000000007E-2,0.14199999999999999,0.88]
[120,0.02,100,450,800,360,500,0.69,0.24,0,7.0000000000000007E-2,0.14199999999999999,0.88]
[120,0.02,100,450,800,360,1000,0.69,0.24,0,7.0000000000000007E-2,0.14199999999999999,0.88]
[120,0.02,100,450,800,900,0,0.69,0.24,0,7.0000000000000007E-2,0.14199999999999999,0.88]
[120,0.02,100,450,800,900,500,0.69,0.24,0,7.0000000000000007E-2,0.14199999999999999,0.88]
[120,0.02,100,450,800,900,1000,0.69,0.24,0,7.0000000000000007E-2,0.14199999999999999,0.88]
[120,0.02,100,450,800,1800,0,0.69,0.24,0,7.0000000000000007E-2,0.14199999999999999,0.88]
[120,0.02,100,450,800,1800,500,0.69,0.24,0,7.0000000000000007E-2,0.14199999999999999,0.88]
[120,0.02,100,450,800,1800,1000,0.69,0.24,0,7.0000000000000007E-2,0.14199999999999999,0.88]
[120,0.02,100,450,1200,90,0,0.69,0.24,0,7.0000000000000007E-2,0.14199999999999999,0.91]
[120,0.02,100,450,1200,90,500,0.69,0.24,0,7.0000000000000007E-2,0.14199999999999999,0.91]
[120,0.02,100,450,1200,90,1000,0.69,0.24,0,7.0000000000000007E-2,0.14199999999999999,0.91]
[120,0.02,100,450,1200,180,0,0.69,0.24,0,7.0000000000000007E-2,0.14199999999999999,0.91]
[120,0.02,100,450,1200,180,500,0.69,0.24,0,7.0000000000000007E-2,0.14199999999999999,0.91]
[120,0.02,100,450,1200,180,1000,0.69,0.24,0,7.0000000000000007E-2,0.14199999999999999,0.91]
[120,0.02,100,450,1200,360,0,0.69,0.24,0,7.0000000000000007E-2,0.14199999999999999,0.91]
[120,0.02,100,450,1200,360,500,0.69,0.24,0,7.0000000000000007E-2,0.14199999999999999,0.91]
[120,0.02,100,450,1200,360,1000,0.69,0.24,0,7.0000000000000007E-2,0.14199999999999999,0.91]
[120,0.02,100,450,1200,900,0,0.69,0.24,0,7.0000000000000007E-2,0.14199999999999999,0.91]
[120,0.02,100,450,1200,900,500,0.69,0.24,0,7.0000000000000007E-2,0.14199999999999999,0.91]
[120,0.02,100,450,1200,900,1000,0.69,0.24,0,7.0000000000000007E-2,0.14199999999999999,0.91]
[120,0.02,100,450,1200,1800,0,0.69,0.24,0,7.0000000000000007E-2,0.14199999999999999,0.91]
[120,0.02,100,450,1200,1800,500,0.69,0.24,0,7.0000000000000007E-2,0.14199999999999999,0.91]
[120,0.02,100,450,1200,1800,1000,0.69,0.24,0,7.0000000000000007E-2,0.14199999999999999,0.91]
[120,0.02,100,450,2000,90,0,0.69,0.24,0,7.0000000000000007E-2,0.14199999999999999,0.94]
[120,0.02,100,450,2000,90,500,0.69,0.24,0,7.0000000000000007E-2,0.14199999999999999,0.94]
[120,0.02,100,450,2000,90,1000,0.69,0.24,0,7.0000000000000007E-2,0.14199999999999999,0.94]
[120,0.02,100,450,2000,180,0,0.69,0.24,0,7.0000000000000007E-2,0.14199999999999999,0.94]
[120,0.02,100,450,2000,180,500,0.69,0.24,0,7.0000000000000007E-2,0.14199999999999999,0.94]
[120,0.02,100,450,2000,180,1000,0.69,0.24,0,7.0000000000000007E-2,0.14199999999999999,0.94]
[120,0.02,100,450,2000,360,0,0.69,0.24,0,7.0000000000000007E-2,0.14199999999999999,0.94]
[120,0.02,100,450,2000,360,500,0.69,0.24,0,7.0000000000000007E-2,0.14199999999999999,0.94]
[120,0.02,100,450,2000,360,1000,0.69,0.24,0,7.0000000000000007E-2,0.14199999999999999,0.94]
[120,0.02,100,450,2000,900,0,0.69,0.24,0,7.0000000000000007E-2,0.14199999999999999,0.94]
[120,0.02,100,450,2000,900,500,0.69,0.24,0,7.0000000000000007E-2,0.14199999999999999,0.94]
[120,0.02,100,450,2000,900,1000,0.69,0.24,0,7.0000000000000007E-2,0.14199999999999999,0.94]
[120,0.02,100,450,2000,1800,0,0.69,0.24,0,7.0000000000000007E-2,0.14199999999999999,0.94]
[120,0.02,100,450,2000,1800,500,0.69,0.24,0,7.0000000000000007E-2,0.14199999999999999,0.94]
[120,0.02,100,450,2000,1800,1000,0.69,0.24,0,7.0000000000000007E-2,0.14199999999999999,0.94]
[120,0.02,100,600,800,90,0,0.69,0.24,0,7.0000000000000007E-2,0.14499999999999999,0.85]
[120,0.02,100,600,800,90,500,0.69,0.24,0,7.0000000000000007E-2,0.14499999999999999,0.85]
[120,0.02,100,600,800,90,1000,0.69,0.24,0,7.0000000000000007E-2,0.14499999999999999,0.85]
[120,0.02,100,600,800,180,0,0.69,0.24,0,7.0000000000000007E-2,0.14499999999999999,0.85]
[120,0.02,100,600,800,180,500,0.69,0.24,0,7.0000000000000007E-2,0.14499999999999999,0.85]
[120,0.02,100,600,800,180,1000,0.69,0.24,0,7.0000000000000007E-2,0.14499999999999999,0.85]
[120,0.02,100,600,800,360,0,0.69,0.24,0,7.0000000000000007E-2,0.14499999999999999,0.85]
[120,0.02,100,600,800,360,500,0.69,0.24,0,7.0000000000000007E-2,0.14499999999999999,0.85]
[120,0.02,100,600,800,360,1000,0.69,0.24,0,7.0000000000000007E-2,0.14499999999999999,0.85]
[120,0.02,100,600,800,900,0,0.69,0.24,0,7.0000000000000007E-2,0.14499999999999999,0.85]
[120,0.02,100,600,800,900,500,0.69,0.24,0,7.0000000000000007E-2,0.14499999999999999,0.85]
[120,0.02,100,600,800,900,1000,0.69,0.24,0,7.0000000000000007E-2,0.14499999999999999,0.85]
[120,0.02,100,600,800,1800,0,0.69,0.24,0,7.0000000000000007E-2,0.14499999999999999,0.85]
[120,0.02,100,600,800,1800,500,0.69,0.24,0,7.0000000000000007E-2,0.14499999999999999,0.85]
[120,0.02,100,600,800,1800,1000,0.69,0.24,0,7.0000000000000007E-2,0.14499999999999999,0.85]
[120,0.02,100,600,1200,90,0,0.69,0.24,0,7.0000000000000007E-2,0.14499999999999999,0.88]
[120,0.02,100,600,1200,90,500,0.69,0.24,0,7.0000000000000007E-2,0.14499999999999999,0.88]
[120,0.02,100,600,1200,90,1000,0.69,0.24,0,7.0000000000000007E-2,0.14499999999999999,0.88]
[120,0.02,100,600,1200,180,0,0.69,0.24,0,7.0000000000000007E-2,0.14499999999999999,0.88]
[120,0.02,100,600,1200,180,500,0.69,0.24,0,7.0000000000000007E-2,0.14499999999999999,0.88]
[120,0.02,100,600,1200,180,1000,0.69,0.24,0,7.0000000000000007E-2,0.14499999999999999,0.88]
[120,0.02,100,600,1200,360,0,0.69,0.24,0,7.0000000000000007E-2,0.14499999999999999,0.88]
[120,0.02,100,600,1200,360,500,0.69,0.24,0,7.0000000000000007E-2,0.14499999999999999,0.88]
[120,0.02,100,600,1200,360,1000,0.69,0.24,0,7.0000000000000007E-2,0.14499999999999999,0.88]
[120,0.02,100,600,1200,900,0,0.69,0.24,0,7.0000000000000007E-2,0.14499999999999999,0.88]
[120,0.02,100,600,1200,900,500,0.69,0.24,0,7.0000000000000007E-2,0.14499999999999999,0.88]
[120,0.02,100,600,1200,900,1000,0.69,0.24,0,7.0000000000000007E-2,0.14499999999999999,0.88]
[120,0.02,100,600,1200,1800,0,0.69,0.24,0,7.0000000000000007E-2,0.14499999999999999,0.88]
[120,0.02,100,600,1200,1800,500,0.69,0.24,0,7.0000000000000007E-2,0.14499999999999999,0.88]
[120,0.02,100,600,1200,1800,1000,0.69,0.24,0,7.0000000000000007E-2,0.14499999999999999,0.88]
[120,0.02,100,600,2000,90,0,0.69,0.24,0,7.0000000000000007E-2,0.14499999999999999,0.92]
[120,0.02,100,600,2000,90,500,0.69,0.24,0,7.0000000000000007E-2,0.14499999999999999,0.92]
[120,0.02,100,600,2000,90,1000,0.69,0.24,0,7.0000000000000007E-2,0.14499999999999999,0.92]
[120,0.02,100,600,2000,180,0,0.69,0.24,0,7.0000000000000007E-2,0.14499999999999999,0.92]
[120,0.02,100,600,2000,180,500,0.69,0.24,0,7.0000000000000007E-2,0.14499999999999999,0.92]
[120,0.02,100,600,2000,180,1000,0.69,0.24,0,7.0000000000000007E-2,0.14499999999999999,0.92]
[120,0.02,100,600,2000,360,0,0.69,0.24,0,7.0000000000000007E-2,0.14499999999999999,0.92]
[120,0.02,100,600,2000,360,500,0.69,0.24,0,7.0000000000000007E-2,0.14499999999999999,0.92]
[120,0.02,100,600,2000,360,1000,0.69,0.24,0,7.0000000000000007E-2,0.14499999999999999,0.92]
[120,0.02,100,600,2000,900,0,0.69,0.24,0,7.0000000000000007E-2,0.14499999999999999,0.92]
[120,0.02,100,600,2000,900,500,0.69,0.24,0,7.0000000000000007E-2,0.14499999999999999,0.92]
[120,0.02,100,600,2000,900,1000,0.69,0.24,0,7.0000000000000007E-2,0.14499999999999999,0.92]
[120,0.02,100,600,2000,1800,0,0.69,0.24,0,7.0000000000000007E-2,0.14499999999999999,0.92]
[120,0.02,100,600,2000,1800,500,0.69,0.24,0,7.0000000000000007E-2,0.14499999999999999,0.92]
[120,0.02,100,600,2000,1800,1000,0.69,0.24,0,7.0000000000000007E-2,0.14499999999999999,0.92]
[120,0.02,300,300,800,90,0,0.72,0.24,0,0.04,0.376,0.94]
[120,0.02,300,300,800,90,500,0.72,0.24,0,0.04,0.376,0.94]
[120,0.02,300,300,800,90,1000,0.72,0.24,0,0.04,0.376,0.94]
[120,0.02,300,300,800,180,0,0.72,0.24,0,0.04,0.376,0.94]
[120,0.02,300,300,800,180,500,0.72,0.24,0,0.04,0.376,0.94]
[120,0.02,300,300,800,180,1000,0.72,0.24,0,0.04,0.376,0.94]
[120,0.02,300,300,800,360,0,0.72,0.24,0,0.04,0.376,0.94]
[120,0.02,300,300,800,360,500,0.72,0.24,0,0.04,0.376,0.94]
[120,0.02,300,300,800,360,1000,0.72,0.24,0,0.04,0.376,0.94]
[120,0.02,300,300,800,900,0,0.72,0.24,0,0.04,0.376,0.94]
[120,0.02,300,300,800,900,500,0.72,0.24,0,0.04,0.376,0.94]
[120,0.02,300,300,800,900,1000,0.72,0.24,0,0.04,0.376,0.94]
[120,0.02,300,300,800,1800,0,0.72,0.24,0,0.04,0.376,0.94]
[120,0.02,300,300,800,1800,500,0.72,0.24,0,0.04,0.376,0.94]
[120,0.02,300,300,800,1800,1000,0.72,0.24,0,0.04,0.376,0.94]
[120,0.02,300,300,1200,90,0,0.72,0.24,0,0.04,0.376,0.95]
[120,0.02,300,300,1200,90,500,0.72,0.24,0,0.04,0.376,0.95]
[120,0.02,300,300,1200,90,1000,0.72,0.24,0,0.04,0.376,0.95]
[120,0.02,300,300,1200,180,0,0.72,0.24,0,0.04,0.376,0.95]
[120,0.02,300,300,1200,180,500,0.72,0.24,0,0.04,0.376,0.95]
[120,0.02,300,300,1200,180,1000,0.72,0.24,0,0.04,0.376,0.95]
[120,0.02,300,300,1200,360,0,0.72,0.24,0,0.04,0.376,0.95]
[120,0.02,300,300,1200,360,500,0.72,0.24,0,0.04,0.376,0.95]
[120,0.02,300,300,1200,360,1000,0.72,0.24,0,0.04,0.376,0.95]
[120,0.02,300,300,1200,900,0,0.72,0.24,0,0.04,0.376,0.95]
[120,0.02,300,300,1200,900,500,0.72,0.24,0,0.04,0.376,0.95]
[120,0.02,300,300,1200,900,1000,0.72,0.24,0,0.04,0.376,0.95]
[120,0.02,300,300,1200,1800,0,0.72,0.24,0,0.04,0.376,0.95]
[120,0.02,300,300,1200,1800,500,0.72,0.24,0,0.04,0.376,0.95]
[120,0.02,300,300,1200,1800,1000,0.72,0.24,0,0.04,0.376,0.95]
[120,0.02,300,300,2000,90,0,0.72,0.24,0,0.04,0.376,0.97]
[120,0.02,300,300,2000,90,500,0.72,0.24,0,0.04,0.376,0.97]
[120,0.02,300,300,2000,90,1000,0.72,0.24,0,0.04,0.376,0.97]
[120,0.02,300,300,2000,180,0,0.72,0.24,0,0.04,0.376,0.97]
[120,0.02,300,300,2000,180,500,0.72,0.24,0,0.04,0.376,0.97]
[120,0.02,300,300,2000,180,1000,0.72,0.24,0,0.04,0.376,0.97]
[120,0.02,300,300,2000,360,0,0.72,0.24,0,0.04,0.376,0.97]
[120,0.02,300,300,2000,360,500,0.72,0.24,0,0.04,0.376,0.97]
[120,0.02,300,300,2000,360,1000,0.72,0.24,0,0.04,0.376,0.97]
[120,0.02,300,300,2000,900,0,0.72,0.24,0,0.04,0.376,0.97]
[120,0.02,300,300,2000,900,500,0.72,0.24,0,0.04,0.376,0.97]
[120,0.02,300,300,2000,900,1000,0.72,0.24,0,0.04,0.376,0.97]
[120,0.02,300,300,2000,1800,0,0.72,0.24,0,0.04,0.376,0.97]
[120,0.02,300,300,2000,1800,500,0.72,0.24,0,0.04,0.376,0.97]
[120,0.02,300,300,2000,1800,1000,0.72,0.24,0,0.04,0.376,0.97]
[120,0.02,300,450,800,90,0,0.72,0.24,0,0.04,0.39800000000000002,0.91]
[120,0.02,300,450,800,90,500,0.72,0.24,0,0.04,0.39800000000000002,0.91]
[120,0.02,300,450,800,90,1000,0.72,0.24,0,0.04,0.39800000000000002,0.91]
[120,0.02,300,450,800,180,0,0.72,0.24,0,0.04,0.39800000000000002,0.91]
[120,0.02,300,450,800,180,500,0.72,0.24,0,0.04,0.39800000000000002,0.91]
[120,0.02,300,450,800,180,1000,0.72,0.24,0,0.04,0.39800000000000002,0.91]
[120,0.02,300,450,800,360,0,0.72,0.24,0,0.04,0.39800000000000002,0.91]
[120,0.02,300,450,800,360,500,0.72,0.24,0,0.04,0.39800000000000002,0.91]
[120,0.02,300,450,800,360,1000,0.72,0.24,0,0.04,0.39800000000000002,0.91]
[120,0.02,300,450,800,900,0,0.72,0.24,0,0.04,0.39800000000000002,0.91]
[120,0.02,300,450,800,900,500,0.72,0.24,0,0.04,0.39800000000000002,0.91]
[120,0.02,300,450,800,900,1000,0.72,0.24,0,0.04,0.39800000000000002,0.91]
[120,0.02,300,450,800,1800,0,0.72,0.24,0,0.04,0.39800000000000002,0.91]
[120,0.02,300,450,800,1800,500,0.72,0.24,0,0.04,0.39800000000000002,0.91]
[120,0.02,300,450,800,1800,1000,0.72,0.24,0,0.04,0.39800000000000002,0.91]
[120,0.02,300,450,1200,90,0,0.72,0.24,0,0.04,0.39800000000000002,0.92]
[120,0.02,300,450,1200,90,500,0.72,0.24,0,0.04,0.39800000000000002,0.92]
[120,0.02,300,450,1200,90,1000,0.72,0.24,0,0.04,0.39800000000000002,0.92]
[120,0.02,300,450,1200,180,0,0.72,0.24,0,0.04,0.39800000000000002,0.92]
[120,0.02,300,450,1200,180,500,0.72,0.24,0,0.04,0.39800000000000002,0.92]
[120,0.02,300,450,1200,180,1000,0.72,0.24,0,0.04,0.39800000000000002,0.92]
[120,0.02,300,450,1200,360,0,0.72,0.24,0,0.04,0.39800000000000002,0.92]
[120,0.02,300,450,1200,360,500,0.72,0.24,0,0.04,0.39800000000000002,0.92]
[120,0.02,300,450,1200,360,1000,0.72,0.24,0,0.04,0.39800000000000002,0.92]
[120,0.02,300,450,1200,900,0,0.72,0.24,0,0.04,0.39800000000000002,0.92]
[120,0.02,300,450,1200,900,500,0.72,0.24,0,0.04,0.39800000000000002,0.92]
[120,0.02,300,450,1200,900,1000,0.72,0.24,0,0.04,0.39800000000000002,0.92]
[120,0.02,300,450,1200,1800,0,0.72,0.24,0,0.04,0.39800000000000002,0.92]
[120,0.02,300,450,1200,1800,500,0.72,0.24,0,0.04,0.39800000000000002,0.92]
[120,0.02,300,450,1200,1800,1000,0.72,0.24,0,0.04,0.39800000000000002,0.92]
[120,0.02,300,450,2000,90,0,0.72,0.24,0,0.04,0.39800000000000002,0.94]
[120,0.02,300,450,2000,90,500,0.72,0.24,0,0.04,0.39800000000000002,0.94]
[120,0.02,300,450,2000,90,1000,0.72,0.24,0,0.04,0.39800000000000002,0.94]
[120,0.02,300,450,2000,180,0,0.72,0.24,0,0.04,0.39800000000000002,0.94]
[120,0.02,300,450,2000,180,500,0.72,0.24,0,0.04,0.39800000000000002,0.94]
[120,0.02,300,450,2000,180,1000,0.72,0.24,0,0.04,0.39800000000000002,0.94]
[120,0.02,300,450,2000,360,0,0.72,0.24,0,0.04,0.39800000000000002,0.94]
[120,0.02,300,450,2000,360,500,0.72,0.24,0,0.04,0.39800000000000002,0.94]
[120,0.02,300,450,2000,360,1000,0.72,0.24,0,0.04,0.39800000000000002,0.94]
[120,0.02,300,450,2000,900,0,0.72,0.24,0,0.04,0.39800000000000002,0.94]
[120,0.02,300,450,2000,900,500,0.72,0.24,0,0.04,0.39800000000000002,0.94]
[120,0.02,300,450,2000,900,1000,0.72,0.24,0,0.04,0.39800000000000002,0.94]
[120,0.02,300,450,2000,1800,0,0.72,0.24,0,0.04,0.39800000000000002,0.94]
[120,0.02,300,450,2000,1800,500,0.72,0.24,0,0.04,0.39800000000000002,0.94]
[120,0.02,300,450,2000,1800,1000,0.72,0.24,0,0.04,0.39800000000000002,0.94]
[120,0.02,300,600,800,90,0,0.72,0.24,0,0.04,0.40200000000000002,0.88]
[120,0.02,300,600,800,90,500,0.72,0.24,0,0.04,0.40200000000000002,0.88]
[120,0.02,300,600,800,90,1000,0.72,0.24,0,0.04,0.40200000000000002,0.88]
[120,0.02,300,600,800,180,0,0.72,0.24,0,0.04,0.40200000000000002,0.88]
[120,0.02,300,600,800,180,500,0.72,0.24,0,0.04,0.40200000000000002,0.88]
[120,0.02,300,600,800,180,1000,0.72,0.24,0,0.04,0.40200000000000002,0.88]
[120,0.02,300,600,800,360,0,0.72,0.24,0,0.04,0.40200000000000002,0.88]
[120,0.02,300,600,800,360,500,0.72,0.24,0,0.04,0.40200000000000002,0.88]
[120,0.02,300,600,800,360,1000,0.72,0.24,0,0.04,0.40200000000000002,0.88]
[120,0.02,300,600,800,900,0,0.72,0.24,0,0.04,0.40200000000000002,0.88]
[120,0.02,300,600,800,900,500,0.72,0.24,0,0.04,0.40200000000000002,0.88]
[120,0.02,300,600,800,900,1000,0.72,0.24,0,0.04,0.40200000000000002,0.88]
[120,0.02,300,600,800,1800,0,0.72,0.24,0,0.04,0.40200000000000002,0.88]
[120,0.02,300,600,800,1800,500,0.72,0.24,0,0.04,0.40200000000000002,0.88]
[120,0.02,300,600,800,1800,1000,0.72,0.24,0,0.04,0.40200000000000002,0.88]
[120,0.02,300,600,1200,90,0,0.72,0.24,0,0.04,0.40200000000000002,0.9]
[120,0.02,300,600,1200,90,500,0.72,0.24,0,0.04,0.40200000000000002,0.9]
[120,0.02,300,600,1200,90,1000,0.72,0.24,0,0.04,0.40200000000000002,0.9]
[120,0.02,300,600,1200,180,0,0.72,0.24,0,0.04,0.40200000000000002,0.9]
[120,0.02,300,600,1200,180,500,0.72,0.24,0,0.04,0.40200000000000002,0.9]
[120,0.02,300,600,1200,180,1000,0.72,0.24,0,0.04,0.40200000000000002,0.9]
[120,0.02,300,600,1200,360,0,0.72,0.24,0,0.04,0.40200000000000002,0.9]
[120,0.02,300,600,1200,360,500,0.72,0.24,0,0.04,0.40200000000000002,0.9]
[120,0.02,300,600,1200,360,1000,0.72,0.24,0,0.04,0.40200000000000002,0.9]
[120,0.02,300,600,1200,900,0,0.72,0.24,0,0.04,0.40200000000000002,0.9]
[120,0.02,300,600,1200,900,500,0.72,0.24,0,0.04,0.40200000000000002,0.9]
[120,0.02,300,600,1200,900,1000,0.72,0.24,0,0.04,0.40200000000000002,0.9]
[120,0.02,300,600,1200,1800,0,0.72,0.24,0,0.04,0.40200000000000002,0.9]
[120,0.02,300,600,1200,1800,500,0.72,0.24,0,0.04,0.40200000000000002,0.9]
[120,0.02,300,600,1200,1800,1000,0.72,0.24,0,0.04,0.40200000000000002,0.9]
[120,0.02,300,600,2000,90,0,0.72,0.24,0,0.04,0.40200000000000002,0.93]
[120,0.02,300,600,2000,90,500,0.72,0.24,0,0.04,0.40200000000000002,0.93]
[120,0.02,300,600,2000,90,1000,0.72,0.24,0,0.04,0.40200000000000002,0.93]
[120,0.02,300,600,2000,180,0,0.72,0.24,0,0.04,0.40200000000000002,0.93]
[120,0.02,300,600,2000,180,500,0.72,0.24,0,0.04,0.40200000000000002,0.93]
[120,0.02,300,600,2000,180,1000,0.72,0.24,0,0.04,0.40200000000000002,0.93]
[120,0.02,300,600,2000,360,0,0.72,0.24,0,0.04,0.40200000000000002,0.93]
[120,0.02,300,600,2000,360,500,0.72,0.24,0,0.04,0.40200000000000002,0.93]
[120,0.02,300,600,2000,360,1000,0.72,0.24,0,0.04,0.40200000000000002,0.93]
[120,0.02,300,600,2000,900,0,0.72,0.24,0,0.04,0.40200000000000002,0.93]
[120,0.02,300,600,2000,900,500,0.72,0.24,0,0.04,0.40200000000000002,0.93]
[120,0.02,300,600,2000,900,1000,0.72,0.24,0,0.04,0.40200000000000002,0.93]
[120,0.02,300,600,2000,1800,0,0.72,0.24,0,0.04,0.40200000000000002,0.93]
[120,0.02,300,600,2000,1800,500,0.72,0.24,0,0.04,0.40200000000000002,0.93]
[120,0.02,300,600,2000,1800,1000,0.72,0.24,0,0.04,0.40200000000000002,0.93]
[120,0.02,600,300,800,90,0,0.74,0.24,0,0.02,0.91100000000000003,0.96]
[120,0.02,600,300,800,90,500,0.74,0.24,0,0.02,0.91100000000000003,0.96]
[120,0.02,600,300,800,90,1000,0.74,0.24,0,0.02,0.91100000000000003,0.96]
[120,0.02,600,300,800,180,0,0.74,0.24,0,0.02,0.91100000000000003,0.96]
[120,0.02,600,300,800,180,500,0.74,0.24,0,0.02,0.91100000000000003,0.96]
[120,0.02,600,300,800,180,1000,0.74,0.24,0,0.02,0.91100000000000003,0.96]
[120,0.02,600,300,800,360,0,0.74,0.24,0,0.02,0.91100000000000003,0.96]
[120,0.02,600,300,800,360,500,0.74,0.24,0,0.02,0.91100000000000003,0.96]
[120,0.02,600,300,800,360,1000,0.74,0.24,0,0.02,0.91100000000000003,0.96]
[120,0.02,600,300,800,900,0,0.74,0.24,0,0.02,0.91100000000000003,0.96]
[120,0.02,600,300,800,900,500,0.74,0.24,0,0.02,0.91100000000000003,0.96]
[120,0.02,600,300,800,900,1000,0.74,0.24,0,0.02,0.91100000000000003,0.96]
[120,0.02,600,300,800,1800,0,0.74,0.24,0,0.02,0.91100000000000003,0.96]
[120,0.02,600,300,800,1800,500,0.74,0.24,0,0.02,0.91100000000000003,0.96]
[120,0.02,600,300,800,1800,1000,0.74,0.24,0,0.02,0.91100000000000003,0.96]
[120,0.02,600,300,1200,90,0,0.74,0.24,0,0.02,0.91100000000000003,0.96]
[120,0.02,600,300,1200,90,500,0.74,0.24,0,0.02,0.91100000000000003,0.96]
[120,0.02,600,300,1200,90,1000,0.74,0.24,0,0.02,0.91100000000000003,0.96]
[120,0.02,600,300,1200,180,0,0.74,0.24,0,0.02,0.91100000000000003,0.96]
[120,0.02,600,300,1200,180,500,0.74,0.24,0,0.02,0.91100000000000003,0.96]
[120,0.02,600,300,1200,180,1000,0.74,0.24,0,0.02,0.91100000000000003,0.96]
[120,0.02,600,300,1200,360,0,0.74,0.24,0,0.02,0.91100000000000003,0.96]
[120,0.02,600,300,1200,360,500,0.74,0.24,0,0.02,0.91100000000000003,0.96]
[120,0.02,600,300,1200,360,1000,0.74,0.24,0,0.02,0.91100000000000003,0.96]
[120,0.02,600,300,1200,900,0,0.74,0.24,0,0.02,0.91100000000000003,0.96]
[120,0.02,600,300,1200,900,500,0.74,0.24,0,0.02,0.91100000000000003,0.96]
[120,0.02,600,300,1200,900,1000,0.74,0.24,0,0.02,0.91100000000000003,0.96]
[120,0.02,600,300,1200,1800,0,0.74,0.24,0,0.02,0.91100000000000003,0.96]
[120,0.02,600,300,1200,1800,500,0.74,0.24,0,0.02,0.91100000000000003,0.96]
[120,0.02,600,300,1200,1800,1000,0.74,0.24,0,0.02,0.91100000000000003,0.96]
[120,0.02,600,300,2000,90,0,0.74,0.24,0,0.02,0.91100000000000003,0.97]
[120,0.02,600,300,2000,90,500,0.74,0.24,0,0.02,0.91100000000000003,0.97]
[120,0.02,600,300,2000,90,1000,0.74,0.24,0,0.02,0.91100000000000003,0.97]
[120,0.02,600,300,2000,180,0,0.74,0.24,0,0.02,0.91100000000000003,0.97]
[120,0.02,600,300,2000,180,500,0.74,0.24,0,0.02,0.91100000000000003,0.97]
[120,0.02,600,300,2000,180,1000,0.74,0.24,0,0.02,0.91100000000000003,0.97]
[120,0.02,600,300,2000,360,0,0.74,0.24,0,0.02,0.91100000000000003,0.97]
[120,0.02,600,300,2000,360,500,0.74,0.24,0,0.02,0.91100000000000003,0.97]
[120,0.02,600,300,2000,360,1000,0.74,0.24,0,0.02,0.91100000000000003,0.97]
[120,0.02,600,300,2000,900,0,0.74,0.24,0,0.02,0.91100000000000003,0.97]
[120,0.02,600,300,2000,900,500,0.74,0.24,0,0.02,0.91100000000000003,0.97]
[120,0.02,600,300,2000,900,1000,0.74,0.24,0,0.02,0.91100000000000003,0.97]
[120,0.02,600,300,2000,1800,0,0.74,0.24,0,0.02,0.91100000000000003,0.97]
[120,0.02,600,300,2000,1800,500,0.74,0.24,0,0.02,0.91100000000000003,0.97]
[120,0.02,600,300,2000,1800,1000,0.74,0.24,0,0.02,0.91100000000000003,0.97]
[120,0.02,600,450,800,90,0,0.74,0.24,0,0.02,0.91100000000000003,0.93]
[120,0.02,600,450,800,90,500,0.74,0.24,0,0.02,0.91100000000000003,0.93]
[120,0.02,600,450,800,90,1000,0.74,0.24,0,0.02,0.91100000000000003,0.93]
[120,0.02,600,450,800,180,0,0.74,0.24,0,0.02,0.91100000000000003,0.93]
[120,0.02,600,450,800,180,500,0.74,0.24,0,0.02,0.91100000000000003,0.93]
[120,0.02,600,450,800,180,1000,0.74,0.24,0,0.02,0.91100000000000003,0.93]
[120,0.02,600,450,800,360,0,0.74,0.24,0,0.02,0.91100000000000003,0.93]
[120,0.02,600,450,800,360,500,0.74,0.24,0,0.02,0.91100000000000003,0.93]
[120,0.02,600,450,800,360,1000,0.74,0.24,0,0.02,0.91100000000000003,0.93]
[120,0.02,600,450,800,900,0,0.74,0.24,0,0.02,0.91100000000000003,0.93]
[120,0.02,600,450,800,900,500,0.74,0.24,0,0.02,0.91100000000000003,0.93]
[120,0.02,600,450,800,900,1000,0.74,0.24,0,0.02,0.91100000000000003,0.93]
[120,0.02,600,450,800,1800,0,0.74,0.24,0,0.02,0.91100000000000003,0.93]
[120,0.02,600,450,800,1800,500,0.74,0.24,0,0.02,0.91100000000000003,0.93]
[120,0.02,600,450,800,1800,1000,0.74,0.24,0,0.02,0.91100000000000003,0.93]
[120,0.02,600,450,1200,90,0,0.74,0.24,0,0.02,0.91100000000000003,0.94]
[120,0.02,600,450,1200,90,500,0.74,0.24,0,0.02,0.91100000000000003,0.94]
[120,0.02,600,450,1200,90,1000,0.74,0.24,0,0.02,0.91100000000000003,0.94]
[120,0.02,600,450,1200,180,0,0.74,0.24,0,0.02,0.91100000000000003,0.94]
[120,0.02,600,450,1200,180,500,0.74,0.24,0,0.02,0.91100000000000003,0.94]
[120,0.02,600,450,1200,180,1000,0.74,0.24,0,0.02,0.91100000000000003,0.94]
[120,0.02,600,450,1200,360,0,0.74,0.24,0,0.02,0.91100000000000003,0.94]
[120,0.02,600,450,1200,360,500,0.74,0.24,0,0.02,0.91100000000000003,0.94]
[120,0.02,600,450,1200,360,1000,0.74,0.24,0,0.02,0.91100000000000003,0.94]
[120,0.02,600,450,1200,900,0,0.74,0.24,0,0.02,0.91100000000000003,0.94]
[120,0.02,600,450,1200,900,500,0.74,0.24,0,0.02,0.91100000000000003,0.94]
[120,0.02,600,450,1200,900,1000,0.74,0.24,0,0.02,0.91100000000000003,0.94]
[120,0.02,600,450,1200,1800,0,0.74,0.24,0,0.02,0.91100000000000003,0.94]
[120,0.02,600,450,1200,1800,500,0.74,0.24,0,0.02,0.91100000000000003,0.94]
[120,0.02,600,450,1200,1800,1000,0.74,0.24,0,0.02,0.91100000000000003,0.94]
[120,0.02,600,450,2000,90,0,0.74,0.24,0,0.02,0.91100000000000003,0.95]
[120,0.02,600,450,2000,90,500,0.74,0.24,0,0.02,0.91100000000000003,0.95]
[120,0.02,600,450,2000,90,1000,0.74,0.24,0,0.02,0.91100000000000003,0.95]
[120,0.02,600,450,2000,180,0,0.74,0.24,0,0.02,0.91100000000000003,0.95]
[120,0.02,600,450,2000,180,500,0.74,0.24,0,0.02,0.91100000000000003,0.95]
[120,0.02,600,450,2000,180,1000,0.74,0.24,0,0.02,0.91100000000000003,0.95]
[120,0.02,600,450,2000,360,0,0.74,0.24,0,0.02,0.91100000000000003,0.95]
[120,0.02,600,450,2000,360,500,0.74,0.24,0,0.02,0.91100000000000003,0.95]
[120,0.02,600,450,2000,360,1000,0.74,0.24,0,0.02,0.91100000000000003,0.95]
[120,0.02,600,450,2000,900,0,0.74,0.24,0,0.02,0.91100000000000003,0.95]
[120,0.02,600,450,2000,900,500,0.74,0.24,0,0.02,0.91100000000000003,0.95]
[120,0.02,600,450,2000,900,1000,0.74,0.24,0,0.02,0.91100000000000003,0.95]
[120,0.02,600,450,2000,1800,0,0.74,0.24,0,0.02,0.91100000000000003,0.95]
[120,0.02,600,450,2000,1800,500,0.74,0.24,0,0.02,0.91100000000000003,0.95]
[120,0.02,600,450,2000,1800,1000,0.74,0.24,0,0.02,0.91100000000000003,0.95]
[120,0.02,600,600,800,90,0,0.74,0.24,0,0.02,0.95299999999999996,0.91]
[120,0.02,600,600,800,90,500,0.74,0.24,0,0.02,0.95299999999999996,0.91]
[120,0.02,600,600,800,90,1000,0.74,0.24,0,0.02,0.95299999999999996,0.91]
[120,0.02,600,600,800,180,0,0.74,0.24,0,0.02,0.95299999999999996,0.91]
[120,0.02,600,600,800,180,500,0.74,0.24,0,0.02,0.95299999999999996,0.91]
[120,0.02,600,600,800,180,1000,0.74,0.24,0,0.02,0.95299999999999996,0.91]
[120,0.02,600,600,800,360,0,0.74,0.24,0,0.02,0.95299999999999996,0.91]
[120,0.02,600,600,800,360,500,0.74,0.24,0,0.02,0.95299999999999996,0.91]
[120,0.02,600,600,800,360,1000,0.74,0.24,0,0.02,0.95299999999999996,0.91]
[120,0.02,600,600,800,900,0,0.74,0.24,0,0.02,0.95299999999999996,0.91]
[120,0.02,600,600,800,900,500,0.74,0.24,0,0.02,0.95299999999999996,0.91]
[120,0.02,600,600,800,900,1000,0.74,0.24,0,0.02,0.95299999999999996,0.91]
[120,0.02,600,600,800,1800,0,0.74,0.24,0,0.02,0.95299999999999996,0.91]
[120,0.02,600,600,800,1800,500,0.74,0.24,0,0.02,0.95299999999999996,0.91]
[120,0.02,600,600,800,1800,1000,0.74,0.24,0,0.02,0.95299999999999996,0.91]
[120,0.02,600,600,1200,90,0,0.74,0.24,0,0.02,0.95299999999999996,0.92]
[120,0.02,600,600,1200,90,500,0.74,0.24,0,0.02,0.95299999999999996,0.92]
[120,0.02,600,600,1200,90,1000,0.74,0.24,0,0.02,0.95299999999999996,0.92]
[120,0.02,600,600,1200,180,0,0.74,0.24,0,0.02,0.95299999999999996,0.92]
[120,0.02,600,600,1200,180,500,0.74,0.24,0,0.02,0.95299999999999996,0.92]
[120,0.02,600,600,1200,180,1000,0.74,0.24,0,0.02,0.95299999999999996,0.92]
[120,0.02,600,600,1200,360,0,0.74,0.24,0,0.02,0.95299999999999996,0.92]
[120,0.02,600,600,1200,360,500,0.74,0.24,0,0.02,0.95299999999999996,0.92]
[120,0.02,600,600,1200,360,1000,0.74,0.24,0,0.02,0.95299999999999996,0.92]
[120,0.02,600,600,1200,900,0,0.74,0.24,0,0.02,0.95299999999999996,0.92]
[120,0.02,600,600,1200,900,500,0.74,0.24,0,0.02,0.95299999999999996,0.92]
[120,0.02,600,600,1200,900,1000,0.74,0.24,0,0.02,0.95299999999999996,0.92]
[120,0.02,600,600,1200,1800,0,0.74,0.24,0,0.02,0.95299999999999996,0.92]
[120,0.02,600,600,1200,1800,500,0.74,0.24,0,0.02,0.95299999999999996,0.92]
[120,0.02,600,600,1200,1800,1000,0.74,0.24,0,0.02,0.95299999999999996,0.92]
[120,0.02,600,600,2000,90,0,0.74,0.24,0,0.02,0.95299999999999996,0.94]
[120,0.02,600,600,2000,90,500,0.74,0.24,0,0.02,0.95299999999999996,0.94]
[120,0.02,600,600,2000,90,1000,0.74,0.24,0,0.02,0.95299999999999996,0.94]
[120,0.02,600,600,2000,180,0,0.74,0.24,0,0.02,0.95299999999999996,0.94]
[120,0.02,600,600,2000,180,500,0.74,0.24,0,0.02,0.95299999999999996,0.94]
[120,0.02,600,600,2000,180,1000,0.74,0.24,0,0.02,0.95299999999999996,0.94]
[120,0.02,600,600,2000,360,0,0.74,0.24,0,0.02,0.95299999999999996,0.94]
[120,0.02,600,600,2000,360,500,0.74,0.24,0,0.02,0.95299999999999996,0.94]
[120,0.02,600,600,2000,360,1000,0.74,0.24,0,0.02,0.95299999999999996,0.94]
[120,0.02,600,600,2000,900,0,0.74,0.24,0,0.02,0.95299999999999996,0.94]
[120,0.02,600,600,2000,900,500,0.74,0.24,0,0.02,0.95299999999999996,0.94]
[120,0.02,600,600,2000,900,1000,0.74,0.24,0,0.02,0.95299999999999996,0.94]
[120,0.02,600,600,2000,1800,0,0.74,0.24,0,0.02,0.95299999999999996,0.94]
[120,0.02,600,600,2000,1800,500,0.74,0.24,0,0.02,0.95299999999999996,0.94]
[120,0.02,600,600,2000,1800,1000,0.74,0.24,0,0.02,0.95299999999999996,0.94]
[120,0.05,100,300,800,36,0,0.72,0.26,0,0.02,0.89100000000000001,0.92]
[120,0.05,100,300,800,36,500,0.72,0.26,0,0.02,0.89100000000000001,0.92]
[120,0.05,100,300,800,36,1000,0.72,0.26,0,0.02,0.89100000000000001,0.92]
[120,0.05,100,300,800,72,0,0.72,0.26,0,0.02,0.89100000000000001,0.92]
[120,0.05,100,300,800,72,500,0.72,0.26,0,0.02,0.89100000000000001,0.92]
[120,0.05,100,300,800,72,1000,0.72,0.26,0,0.02,0.89100000000000001,0.92]
[120,0.05,100,300,800,144,0,0.72,0.26,0,0.02,0.89100000000000001,0.92]
[120,0.05,100,300,800,144,500,0.72,0.26,0,0.02,0.89100000000000001,0.92]
[120,0.05,100,300,800,144,1000,0.72,0.26,0,0.02,0.89100000000000001,0.92]
[120,0.05,100,300,800,360,0,0.72,0.26,0,0.02,0.89100000000000001,0.92]
[120,0.05,100,300,800,360,500,0.72,0.26,0,0.02,0.89100000000000001,0.92]
[120,0.05,100,300,800,360,1000,0.72,0.26,0,0.02,0.89100000000000001,0.92]
[120,0.05,100,300,800,720,0,0.72,0.26,0,0.02,0.89100000000000001,0.92]
[120,0.05,100,300,800,720,500,0.72,0.26,0,0.02,0.89100000000000001,0.92]
[120,0.05,100,300,800,720,1000,0.72,0.26,0,0.02,0.89100000000000001,0.92]
[120,0.05,100,300,1200,36,0,0.72,0.26,0,0.02,0.89100000000000001,0.94]
[120,0.05,100,300,1200,36,500,0.72,0.26,0,0.02,0.89100000000000001,0.94]
[120,0.05,100,300,1200,36,1000,0.72,0.26,0,0.02,0.89100000000000001,0.94]
[120,0.05,100,300,1200,72,0,0.72,0.26,0,0.02,0.89100000000000001,0.94]
[120,0.05,100,300,1200,72,500,0.72,0.26,0,0.02,0.89100000000000001,0.94]
[120,0.05,100,300,1200,72,1000,0.72,0.26,0,0.02,0.89100000000000001,0.94]
[120,0.05,100,300,1200,144,0,0.72,0.26,0,0.02,0.89100000000000001,0.94]
[120,0.05,100,300,1200,144,500,0.72,0.26,0,0.02,0.89100000000000001,0.94]
[120,0.05,100,300,1200,144,1000,0.72,0.26,0,0.02,0.89100000000000001,0.94]
[120,0.05,100,300,1200,360,0,0.72,0.26,0,0.02,0.89100000000000001,0.94]
[120,0.05,100,300,1200,360,500,0.72,0.26,0,0.02,0.89100000000000001,0.94]
[120,0.05,100,300,1200,360,1000,0.72,0.26,0,0.02,0.89100000000000001,0.94]
[120,0.05,100,300,1200,720,0,0.72,0.26,0,0.02,0.89100000000000001,0.94]
[120,0.05,100,300,1200,720,500,0.72,0.26,0,0.02,0.89100000000000001,0.94]
[120,0.05,100,300,1200,720,1000,0.72,0.26,0,0.02,0.89100000000000001,0.94]
[120,0.05,100,300,2000,36,0,0.72,0.26,0,0.02,0.89100000000000001,0.96]
[120,0.05,100,300,2000,36,500,0.72,0.26,0,0.02,0.89100000000000001,0.96]
[120,0.05,100,300,2000,36,1000,0.72,0.26,0,0.02,0.89100000000000001,0.96]
[120,0.05,100,300,2000,72,0,0.72,0.26,0,0.02,0.89100000000000001,0.96]
[120,0.05,100,300,2000,72,500,0.72,0.26,0,0.02,0.89100000000000001,0.96]
[120,0.05,100,300,2000,72,1000,0.72,0.26,0,0.02,0.89100000000000001,0.96]
[120,0.05,100,300,2000,144,0,0.72,0.26,0,0.02,0.89100000000000001,0.96]
[120,0.05,100,300,2000,144,500,0.72,0.26,0,0.02,0.89100000000000001,0.96]
[120,0.05,100,300,2000,144,1000,0.72,0.26,0,0.02,0.89100000000000001,0.96]
[120,0.05,100,300,2000,360,0,0.72,0.26,0,0.02,0.89100000000000001,0.96]
[120,0.05,100,300,2000,360,500,0.72,0.26,0,0.02,0.89100000000000001,0.96]
[120,0.05,100,300,2000,360,1000,0.72,0.26,0,0.02,0.89100000000000001,0.96]
[120,0.05,100,300,2000,720,0,0.72,0.26,0,0.02,0.89100000000000001,0.96]
[120,0.05,100,300,2000,720,500,0.72,0.26,0,0.02,0.89100000000000001,0.96]
[120,0.05,100,300,2000,720,1000,0.72,0.26,0,0.02,0.89100000000000001,0.96]
[120,0.05,100,450,800,36,0,0.72,0.26,0,0.02,0.93200000000000005,0.88]
[120,0.05,100,450,800,36,500,0.72,0.26,0,0.02,0.93200000000000005,0.88]
[120,0.05,100,450,800,36,1000,0.72,0.26,0,0.02,0.93200000000000005,0.88]
[120,0.05,100,450,800,72,0,0.72,0.26,0,0.02,0.93200000000000005,0.88]
[120,0.05,100,450,800,72,500,0.72,0.26,0,0.02,0.93200000000000005,0.88]
[120,0.05,100,450,800,72,1000,0.72,0.26,0,0.02,0.93200000000000005,0.88]
[120,0.05,100,450,800,144,0,0.72,0.26,0,0.02,0.93200000000000005,0.88]
[120,0.05,100,450,800,144,500,0.72,0.26,0,0.02,0.93200000000000005,0.88]
[120,0.05,100,450,800,144,1000,0.72,0.26,0,0.02,0.93200000000000005,0.88]
[120,0.05,100,450,800,360,0,0.72,0.26,0,0.02,0.93200000000000005,0.88]
[120,0.05,100,450,800,360,500,0.72,0.26,0,0.02,0.93200000000000005,0.88]
[120,0.05,100,450,800,360,1000,0.72,0.26,0,0.02,0.93200000000000005,0.88]
[120,0.05,100,450,800,720,0,0.72,0.26,0,0.02,0.93200000000000005,0.88]
[120,0.05,100,450,800,720,500,0.72,0.26,0,0.02,0.93200000000000005,0.88]
[120,0.05,100,450,800,720,1000,0.72,0.26,0,0.02,0.93200000000000005,0.88]
[120,0.05,100,450,1200,36,0,0.72,0.26,0,0.02,0.93200000000000005,0.91]
[120,0.05,100,450,1200,36,500,0.72,0.26,0,0.02,0.93200000000000005,0.91]
[120,0.05,100,450,1200,36,1000,0.72,0.26,0,0.02,0.93200000000000005,0.91]
[120,0.05,100,450,1200,72,0,0.72,0.26,0,0.02,0.93200000000000005,0.91]
[120,0.05,100,450,1200,72,500,0.72,0.26,0,0.02,0.93200000000000005,0.91]
[120,0.05,100,450,1200,72,1000,0.72,0.26,0,0.02,0.93200000000000005,0.91]
[120,0.05,100,450,1200,144,0,0.72,0.26,0,0.02,0.93200000000000005,0.91]
[120,0.05,100,450,1200,144,500,0.72,0.26,0,0.02,0.93200000000000005,0.91]
[120,0.05,100,450,1200,144,1000,0.72,0.26,0,0.02,0.93200000000000005,0.91]
[120,0.05,100,450,1200,360,0,0.72,0.26,0,0.02,0.93200000000000005,0.91]
[120,0.05,100,450,1200,360,500,0.72,0.26,0,0.02,0.93200000000000005,0.91]
[120,0.05,100,450,1200,360,1000,0.72,0.26,0,0.02,0.93200000000000005,0.91]
[120,0.05,100,450,1200,720,0,0.72,0.26,0,0.02,0.93200000000000005,0.91]
[120,0.05,100,450,1200,720,500,0.72,0.26,0,0.02,0.93200000000000005,0.91]
[120,0.05,100,450,1200,720,1000,0.72,0.26,0,0.02,0.93200000000000005,0.91]
[120,0.05,100,450,2000,36,0,0.72,0.26,0,0.02,0.93200000000000005,0.94]
[120,0.05,100,450,2000,36,500,0.72,0.26,0,0.02,0.93200000000000005,0.94]
[120,0.05,100,450,2000,36,1000,0.72,0.26,0,0.02,0.93200000000000005,0.94]
[120,0.05,100,450,2000,72,0,0.72,0.26,0,0.02,0.93200000000000005,0.94]
[120,0.05,100,450,2000,72,500,0.72,0.26,0,0.02,0.93200000000000005,0.94]
[120,0.05,100,450,2000,72,1000,0.72,0.26,0,0.02,0.93200000000000005,0.94]
[120,0.05,100,450,2000,144,0,0.72,0.26,0,0.02,0.93200000000000005,0.94]
[120,0.05,100,450,2000,144,500,0.72,0.26,0,0.02,0.93200000000000005,0.94]
[120,0.05,100,450,2000,144,1000,0.72,0.26,0,0.02,0.93200000000000005,0.94]
[120,0.05,100,450,2000,360,0,0.72,0.26,0,0.02,0.93200000000000005,0.94]
[120,0.05,100,450,2000,360,500,0.72,0.26,0,0.02,0.93200000000000005,0.94]
[120,0.05,100,450,2000,360,1000,0.72,0.26,0,0.02,0.93200000000000005,0.94]
[120,0.05,100,450,2000,720,0,0.72,0.26,0,0.02,0.93200000000000005,0.94]
[120,0.05,100,450,2000,720,500,0.72,0.26,0,0.02,0.93200000000000005,0.94]
[120,0.05,100,450,2000,720,1000,0.72,0.26,0,0.02,0.93200000000000005,0.94]
[120,0.05,100,600,800,36,0,0.72,0.26,0,0.02,0.97599999999999998,0.85]
[120,0.05,100,600,800,36,500,0.72,0.26,0,0.02,0.97599999999999998,0.85]
[120,0.05,100,600,800,36,1000,0.72,0.26,0,0.02,0.97599999999999998,0.85]
[120,0.05,100,600,800,72,0,0.72,0.26,0,0.02,0.97599999999999998,0.85]
[120,0.05,100,600,800,72,500,0.72,0.26,0,0.02,0.97599999999999998,0.85]
[120,0.05,100,600,800,72,1000,0.72,0.26,0,0.02,0.97599999999999998,0.85]
[120,0.05,100,600,800,144,0,0.72,0.26,0,0.02,0.97599999999999998,0.85]
[120,0.05,100,600,800,144,500,0.72,0.26,0,0.02,0.97599999999999998,0.85]
[120,0.05,100,600,800,144,1000,0.72,0.26,0,0.02,0.97599999999999998,0.85]
[120,0.05,100,600,800,360,0,0.72,0.26,0,0.02,0.97599999999999998,0.85]
[120,0.05,100,600,800,360,500,0.72,0.26,0,0.02,0.97599999999999998,0.85]
[120,0.05,100,600,800,360,1000,0.72,0.26,0,0.02,0.97599999999999998,0.85]
[120,0.05,100,600,800,720,0,0.72,0.26,0,0.02,0.97599999999999998,0.85]
[120,0.05,100,600,800,720,500,0.72,0.26,0,0.02,0.97599999999999998,0.85]
[120,0.05,100,600,800,720,1000,0.72,0.26,0,0.02,0.97599999999999998,0.85]
[120,0.05,100,600,1200,36,0,0.72,0.26,0,0.02,0.97599999999999998,0.88]
[120,0.05,100,600,1200,36,500,0.72,0.26,0,0.02,0.97599999999999998,0.88]
[120,0.05,100,600,1200,36,1000,0.72,0.26,0,0.02,0.97599999999999998,0.88]
[120,0.05,100,600,1200,72,0,0.72,0.26,0,0.02,0.97599999999999998,0.88]
[120,0.05,100,600,1200,72,500,0.72,0.26,0,0.02,0.97599999999999998,0.88]
[120,0.05,100,600,1200,72,1000,0.72,0.26,0,0.02,0.97599999999999998,0.88]
[120,0.05,100,600,1200,144,0,0.72,0.26,0,0.02,0.97599999999999998,0.88]
[120,0.05,100,600,1200,144,500,0.72,0.26,0,0.02,0.97599999999999998,0.88]
[120,0.05,100,600,1200,144,1000,0.72,0.26,0,0.02,0.97599999999999998,0.88]
[120,0.05,100,600,1200,360,0,0.72,0.26,0,0.02,0.97599999999999998,0.88]
[120,0.05,100,600,1200,360,500,0.72,0.26,0,0.02,0.97599999999999998,0.88]
[120,0.05,100,600,1200,360,1000,0.72,0.26,0,0.02,0.97599999999999998,0.88]
[120,0.05,100,600,1200,720,0,0.72,0.26,0,0.02,0.97599999999999998,0.88]
[120,0.05,100,600,1200,720,500,0.72,0.26,0,0.02,0.97599999999999998,0.88]
[120,0.05,100,600,1200,720,1000,0.72,0.26,0,0.02,0.97599999999999998,0.88]
[120,0.05,100,600,2000,36,0,0.72,0.26,0,0.02,0.97599999999999998,0.92]
[120,0.05,100,600,2000,36,500,0.72,0.26,0,0.02,0.97599999999999998,0.92]
[120,0.05,100,600,2000,36,1000,0.72,0.26,0,0.02,0.97599999999999998,0.92]
[120,0.05,100,600,2000,72,0,0.72,0.26,0,0.02,0.97599999999999998,0.92]
[120,0.05,100,600,2000,72,500,0.72,0.26,0,0.02,0.97599999999999998,0.92]
[120,0.05,100,600,2000,72,1000,0.72,0.26,0,0.02,0.97599999999999998,0.92]
[120,0.05,100,600,2000,144,0,0.72,0.26,0,0.02,0.97599999999999998,0.92]
[120,0.05,100,600,2000,144,500,0.72,0.26,0,0.02,0.97599999999999998,0.92]
[120,0.05,100,600,2000,144,1000,0.72,0.26,0,0.02,0.97599999999999998,0.92]
[120,0.05,100,600,2000,360,0,0.72,0.26,0,0.02,0.97599999999999998,0.92]
[120,0.05,100,600,2000,360,500,0.72,0.26,0,0.02,0.97599999999999998,0.92]
[120,0.05,100,600,2000,360,1000,0.72,0.26,0,0.02,0.97599999999999998,0.92]
[120,0.05,100,600,2000,720,0,0.72,0.26,0,0.02,0.97599999999999998,0.92]
[120,0.05,100,600,2000,720,500,0.72,0.26,0,0.02,0.97599999999999998,0.92]
[120,0.05,100,600,2000,720,1000,0.72,0.26,0,0.02,0.97599999999999998,0.92]
[120,0.05,300,300,800,36,0,0.73,0.26,0,0.01,3.726,0.94]
[120,0.05,300,300,800,36,500,0.73,0.26,0,0.01,3.726,0.94]
[120,0.05,300,300,800,36,1000,0.73,0.26,0,0.01,3.726,0.94]
[120,0.05,300,300,800,72,0,0.73,0.26,0,0.01,3.726,0.94]
[120,0.05,300,300,800,72,500,0.73,0.26,0,0.01,3.726,0.94]
[120,0.05,300,300,800,72,1000,0.73,0.26,0,0.01,3.726,0.94]
[120,0.05,300,300,800,144,0,0.73,0.26,0,0.01,3.726,0.94]
[120,0.05,300,300,800,144,500,0.73,0.26,0,0.01,3.726,0.94]
[120,0.05,300,300,800,144,1000,0.73,0.26,0,0.01,3.726,0.94]
[120,0.05,300,300,800,360,0,0.73,0.26,0,0.01,3.726,0.94]
[120,0.05,300,300,800,360,500,0.73,0.26,0,0.01,3.726,0.94]
[120,0.05,300,300,800,360,1000,0.73,0.26,0,0.01,3.726,0.94]
[120,0.05,300,300,800,720,0,0.73,0.26,0,0.01,3.726,0.94]
[120,0.05,300,300,800,720,500,0.73,0.26,0,0.01,3.726,0.94]
[120,0.05,300,300,800,720,1000,0.73,0.26,0,0.01,3.726,0.94]
[120,0.05,300,300,1200,36,0,0.73,0.26,0,0.01,3.726,0.95]
[120,0.05,300,300,1200,36,500,0.73,0.26,0,0.01,3.726,0.95]
[120,0.05,300,300,1200,36,1000,0.73,0.26,0,0.01,3.726,0.95]
[120,0.05,300,300,1200,72,0,0.73,0.26,0,0.01,3.726,0.95]
[120,0.05,300,300,1200,72,500,0.73,0.26,0,0.01,3.726,0.95]
[120,0.05,300,300,1200,72,1000,0.73,0.26,0,0.01,3.726,0.95]
[120,0.05,300,300,1200,144,0,0.73,0.26,0,0.01,3.726,0.95]
[120,0.05,300,300,1200,144,500,0.73,0.26,0,0.01,3.726,0.95]
[120,0.05,300,300,1200,144,1000,0.73,0.26,0,0.01,3.726,0.95]
[120,0.05,300,300,1200,360,0,0.73,0.26,0,0.01,3.726,0.95]
[120,0.05,300,300,1200,360,500,0.73,0.26,0,0.01,3.726,0.95]
[120,0.05,300,300,1200,360,1000,0.73,0.26,0,0.01,3.726,0.95]
[120,0.05,300,300,1200,720,0,0.73,0.26,0,0.01,3.726,0.95]
[120,0.05,300,300,1200,720,500,0.73,0.26,0,0.01,3.726,0.95]
[120,0.05,300,300,1200,720,1000,0.73,0.26,0,0.01,3.726,0.95]
[120,0.05,300,300,2000,36,0,0.73,0.26,0,0.01,3.726,0.96]
[120,0.05,300,300,2000,36,500,0.73,0.26,0,0.01,3.726,0.96]
[120,0.05,300,300,2000,36,1000,0.73,0.26,0,0.01,3.726,0.96]
[120,0.05,300,300,2000,72,0,0.73,0.26,0,0.01,3.726,0.96]
[120,0.05,300,300,2000,72,500,0.73,0.26,0,0.01,3.726,0.96]
[120,0.05,300,300,2000,72,1000,0.73,0.26,0,0.01,3.726,0.96]
[120,0.05,300,300,2000,144,0,0.73,0.26,0,0.01,3.726,0.96]
[120,0.05,300,300,2000,144,500,0.73,0.26,0,0.01,3.726,0.96]
[120,0.05,300,300,2000,144,1000,0.73,0.26,0,0.01,3.726,0.96]
[120,0.05,300,300,2000,360,0,0.73,0.26,0,0.01,3.726,0.96]
[120,0.05,300,300,2000,360,500,0.73,0.26,0,0.01,3.726,0.96]
[120,0.05,300,300,2000,360,1000,0.73,0.26,0,0.01,3.726,0.96]
[120,0.05,300,300,2000,720,0,0.73,0.26,0,0.01,3.726,0.96]
[120,0.05,300,300,2000,720,500,0.73,0.26,0,0.01,3.726,0.96]
[120,0.05,300,300,2000,720,1000,0.73,0.26,0,0.01,3.726,0.96]
[120,0.05,300,450,800,36,0,0.73,0.26,0,0.01,3.726,0.91]
[120,0.05,300,450,800,36,500,0.73,0.26,0,0.01,3.726,0.91]
[120,0.05,300,450,800,36,1000,0.73,0.26,0,0.01,3.726,0.91]
[120,0.05,300,450,800,72,0,0.73,0.26,0,0.01,3.726,0.91]
[120,0.05,300,450,800,72,500,0.73,0.26,0,0.01,3.726,0.91]
[120,0.05,300,450,800,72,1000,0.73,0.26,0,0.01,3.726,0.91]
[120,0.05,300,450,800,144,0,0.73,0.26,0,0.01,3.726,0.91]
[120,0.05,300,450,800,144,500,0.73,0.26,0,0.01,3.726,0.91]
[120,0.05,300,450,800,144,1000,0.73,0.26,0,0.01,3.726,0.91]
[120,0.05,300,450,800,360,0,0.73,0.26,0,0.01,3.726,0.91]
[120,0.05,300,450,800,360,500,0.73,0.26,0,0.01,3.726,0.91]
[120,0.05,300,450,800,360,1000,0.73,0.26,0,0.01,3.726,0.91]
[120,0.05,300,450,800,720,0,0.73,0.26,0,0.01,3.726,0.91]
[120,0.05,300,450,800,720,500,0.73,0.26,0,0.01,3.726,0.91]
[120,0.05,300,450,800,720,1000,0.73,0.26,0,0.01,3.726,0.91]
[120,0.05,300,450,1200,36,0,0.73,0.26,0,0.01,3.726,0.92]
[120,0.05,300,450,1200,36,500,0.73,0.26,0,0.01,3.726,0.92]
[120,0.05,300,450,1200,36,1000,0.73,0.26,0,0.01,3.726,0.92]
[120,0.05,300,450,1200,72,0,0.73,0.26,0,0.01,3.726,0.92]
[120,0.05,300,450,1200,72,500,0.73,0.26,0,0.01,3.726,0.92]
[120,0.05,300,450,1200,72,1000,0.73,0.26,0,0.01,3.726,0.92]
[120,0.05,300,450,1200,144,0,0.73,0.26,0,0.01,3.726,0.92]
[120,0.05,300,450,1200,144,500,0.73,0.26,0,0.01,3.726,0.92]
[120,0.05,300,450,1200,144,1000,0.73,0.26,0,0.01,3.726,0.92]
[120,0.05,300,450,1200,360,0,0.73,0.26,0,0.01,3.726,0.92]
[120,0.05,300,450,1200,360,500,0.73,0.26,0,0.01,3.726,0.92]
[120,0.05,300,450,1200,360,1000,0.73,0.26,0,0.01,3.726,0.92]
[120,0.05,300,450,1200,720,0,0.73,0.26,0,0.01,3.726,0.92]
[120,0.05,300,450,1200,720,500,0.73,0.26,0,0.01,3.726,0.92]
[120,0.05,300,450,1200,720,1000,0.73,0.26,0,0.01,3.726,0.92]
[120,0.05,300,450,2000,36,0,0.73,0.26,0,0.01,3.726,0.94]
[120,0.05,300,450,2000,36,500,0.73,0.26,0,0.01,3.726,0.94]
[120,0.05,300,450,2000,36,1000,0.73,0.26,0,0.01,3.726,0.94]
[120,0.05,300,450,2000,72,0,0.73,0.26,0,0.01,3.726,0.94]
[120,0.05,300,450,2000,72,500,0.73,0.26,0,0.01,3.726,0.94]
[120,0.05,300,450,2000,72,1000,0.73,0.26,0,0.01,3.726,0.94]
[120,0.05,300,450,2000,144,0,0.73,0.26,0,0.01,3.726,0.94]
[120,0.05,300,450,2000,144,500,0.73,0.26,0,0.01,3.726,0.94]
[120,0.05,300,450,2000,144,1000,0.73,0.26,0,0.01,3.726,0.94]
[120,0.05,300,450,2000,360,0,0.73,0.26,0,0.01,3.726,0.94]
[120,0.05,300,450,2000,360,500,0.73,0.26,0,0.01,3.726,0.94]
[120,0.05,300,450,2000,360,1000,0.73,0.26,0,0.01,3.726,0.94]
[120,0.05,300,450,2000,720,0,0.73,0.26,0,0.01,3.726,0.94]
[120,0.05,300,450,2000,720,500,0.73,0.26,0,0.01,3.726,0.94]
[120,0.05,300,450,2000,720,1000,0.73,0.26,0,0.01,3.726,0.94]
[120,0.05,300,600,800,36,0,0.73,0.26,0,0.01,4.5540000000000003,0.88]
[120,0.05,300,600,800,36,500,0.73,0.26,0,0.01,4.5540000000000003,0.88]
[120,0.05,300,600,800,36,1000,0.73,0.26,0,0.01,4.5540000000000003,0.88]
[120,0.05,300,600,800,72,0,0.73,0.26,0,0.01,4.5540000000000003,0.88]
[120,0.05,300,600,800,72,500,0.73,0.26,0,0.01,4.5540000000000003,0.88]
[120,0.05,300,600,800,72,1000,0.73,0.26,0,0.01,4.5540000000000003,0.88]
[120,0.05,300,600,800,144,0,0.73,0.26,0,0.01,4.5540000000000003,0.88]
[120,0.05,300,600,800,144,500,0.73,0.26,0,0.01,4.5540000000000003,0.88]
[120,0.05,300,600,800,144,1000,0.73,0.26,0,0.01,4.5540000000000003,0.88]
[120,0.05,300,600,800,360,0,0.73,0.26,0,0.01,4.5540000000000003,0.88]
[120,0.05,300,600,800,360,500,0.73,0.26,0,0.01,4.5540000000000003,0.88]
[120,0.05,300,600,800,360,1000,0.73,0.26,0,0.01,4.5540000000000003,0.88]
[120,0.05,300,600,800,720,0,0.73,0.26,0,0.01,4.5540000000000003,0.88]
[120,0.05,300,600,800,720,500,0.73,0.26,0,0.01,4.5540000000000003,0.88]
[120,0.05,300,600,800,720,1000,0.73,0.26,0,0.01,4.5540000000000003,0.88]
[120,0.05,300,600,1200,36,0,0.73,0.26,0,0.01,4.5540000000000003,0.9]
[120,0.05,300,600,1200,36,500,0.73,0.26,0,0.01,4.5540000000000003,0.9]
[120,0.05,300,600,1200,36,1000,0.73,0.26,0,0.01,4.5540000000000003,0.9]
[120,0.05,300,600,1200,72,0,0.73,0.26,0,0.01,4.5540000000000003,0.9]
[120,0.05,300,600,1200,72,500,0.73,0.26,0,0.01,4.5540000000000003,0.9]
[120,0.05,300,600,1200,72,1000,0.73,0.26,0,0.01,4.5540000000000003,0.9]
[120,0.05,300,600,1200,144,0,0.73,0.26,0,0.01,4.5540000000000003,0.9]
[120,0.05,300,600,1200,144,500,0.73,0.26,0,0.01,4.5540000000000003,0.9]
[120,0.05,300,600,1200,144,1000,0.73,0.26,0,0.01,4.5540000000000003,0.9]
[120,0.05,300,600,1200,360,0,0.73,0.26,0,0.01,4.5540000000000003,0.9]
[120,0.05,300,600,1200,360,500,0.73,0.26,0,0.01,4.5540000000000003,0.9]
[120,0.05,300,600,1200,360,1000,0.73,0.26,0,0.01,4.5540000000000003,0.9]
[120,0.05,300,600,1200,720,0,0.73,0.26,0,0.01,4.5540000000000003,0.9]
[120,0.05,300,600,1200,720,500,0.73,0.26,0,0.01,4.5540000000000003,0.9]
[120,0.05,300,600,1200,720,1000,0.73,0.26,0,0.01,4.5540000000000003,0.9]
[120,0.05,300,600,2000,36,0,0.73,0.26,0,0.01,4.5540000000000003,0.93]
[120,0.05,300,600,2000,36,500,0.73,0.26,0,0.01,4.5540000000000003,0.93]
[120,0.05,300,600,2000,36,1000,0.73,0.26,0,0.01,4.5540000000000003,0.93]
[120,0.05,300,600,2000,72,0,0.73,0.26,0,0.01,4.5540000000000003,0.93]
[120,0.05,300,600,2000,72,500,0.73,0.26,0,0.01,4.5540000000000003,0.93]
[120,0.05,300,600,2000,72,1000,0.73,0.26,0,0.01,4.5540000000000003,0.93]
[120,0.05,300,600,2000,144,0,0.73,0.26,0,0.01,4.5540000000000003,0.93]
[120,0.05,300,600,2000,144,500,0.73,0.26,0,0.01,4.5540000000000003,0.93]
[120,0.05,300,600,2000,144,1000,0.73,0.26,0,0.01,4.5540000000000003,0.93]
[120,0.05,300,600,2000,360,0,0.73,0.26,0,0.01,4.5540000000000003,0.93]
[120,0.05,300,600,2000,360,500,0.73,0.26,0,0.01,4.5540000000000003,0.93]
[120,0.05,300,600,2000,360,1000,0.73,0.26,0,0.01,4.5540000000000003,0.93]
[120,0.05,300,600,2000,720,0,0.73,0.26,0,0.01,4.5540000000000003,0.93]
[120,0.05,300,600,2000,720,500,0.73,0.26,0,0.01,4.5540000000000003,0.93]
[120,0.05,300,600,2000,720,1000,0.73,0.26,0,0.01,4.5540000000000003,0.93]
[120,0.05,600,300,800,36,0,0.74,0.26,0,0.01,8.1980000000000004,0.95]
[120,0.05,600,300,800,36,500,0.74,0.26,0,0.01,8.1980000000000004,0.95]
[120,0.05,600,300,800,36,1000,0.74,0.26,0,0.01,8.1980000000000004,0.95]
[120,0.05,600,300,800,72,0,0.74,0.26,0,0.01,8.1980000000000004,0.95]
[120,0.05,600,300,800,72,500,0.74,0.26,0,0.01,8.1980000000000004,0.95]
[120,0.05,600,300,800,72,1000,0.74,0.26,0,0.01,8.1980000000000004,0.95]
[120,0.05,600,300,800,144,0,0.74,0.26,0,0.01,8.1980000000000004,0.95]
[120,0.05,600,300,800,144,500,0.74,0.26,0,0.01,8.1980000000000004,0.95]
[120,0.05,600,300,800,144,1000,0.74,0.26,0,0.01,8.1980000000000004,0.95]
[120,0.05,600,300,800,360,0,0.74,0.26,0,0.01,8.1980000000000004,0.95]
[120,0.05,600,300,800,360,500,0.74,0.26,0,0.01,8.1980000000000004,0.95]
[120,0.05,600,300,800,360,1000,0.74,0.26,0,0.01,8.1980000000000004,0.95]
[120,0.05,600,300,800,720,0,0.74,0.26,0,0.01,8.1980000000000004,0.95]
[120,0.05,600,300,800,720,500,0.74,0.26,0,0.01,8.1980000000000004,0.95]
[120,0.05,600,300,800,720,1000,0.74,0.26,0,0.01,8.1980000000000004,0.95]
[120,0.05,600,300,1200,36,0,0.74,0.26,0,0.01,8.1980000000000004,0.96]
[120,0.05,600,300,1200,36,500,0.74,0.26,0,0.01,8.1980000000000004,0.96]
[120,0.05,600,300,1200,36,1000,0.74,0.26,0,0.01,8.1980000000000004,0.96]
[120,0.05,600,300,1200,72,0,0.74,0.26,0,0.01,8.1980000000000004,0.96]
[120,0.05,600,300,1200,72,500,0.74,0.26,0,0.01,8.1980000000000004,0.96]
[120,0.05,600,300,1200,72,1000,0.74,0.26,0,0.01,8.1980000000000004,0.96]
[120,0.05,600,300,1200,144,0,0.74,0.26,0,0.01,8.1980000000000004,0.96]
[120,0.05,600,300,1200,144,500,0.74,0.26,0,0.01,8.1980000000000004,0.96]
[120,0.05,600,300,1200,144,1000,0.74,0.26,0,0.01,8.1980000000000004,0.96]
[120,0.05,600,300,1200,360,0,0.74,0.26,0,0.01,8.1980000000000004,0.96]
[120,0.05,600,300,1200,360,500,0.74,0.26,0,0.01,8.1980000000000004,0.96]
[120,0.05,600,300,1200,360,1000,0.74,0.26,0,0.01,8.1980000000000004,0.96]
[120,0.05,600,300,1200,720,0,0.74,0.26,0,0.01,8.1980000000000004,0.96]
[120,0.05,600,300,1200,720,500,0.74,0.26,0,0.01,8.1980000000000004,0.96]
[120,0.05,600,300,1200,720,1000,0.74,0.26,0,0.01,8.1980000000000004,0.96]
[120,0.05,600,300,2000,36,0,0.74,0.26,0,0.01,8.1980000000000004,0.97]
[120,0.05,600,300,2000,36,500,0.74,0.26,0,0.01,8.1980000000000004,0.97]
[120,0.05,600,300,2000,36,1000,0.74,0.26,0,0.01,8.1980000000000004,0.97]
[120,0.05,600,300,2000,72,0,0.74,0.26,0,0.01,8.1980000000000004,0.97]
[120,0.05,600,300,2000,72,500,0.74,0.26,0,0.01,8.1980000000000004,0.97]
[120,0.05,600,300,2000,72,1000,0.74,0.26,0,0.01,8.1980000000000004,0.97]
[120,0.05,600,300,2000,144,0,0.74,0.26,0,0.01,8.1980000000000004,0.97]
[120,0.05,600,300,2000,144,500,0.74,0.26,0,0.01,8.1980000000000004,0.97]
[120,0.05,600,300,2000,144,1000,0.74,0.26,0,0.01,8.1980000000000004,0.97]
[120,0.05,600,300,2000,360,0,0.74,0.26,0,0.01,8.1980000000000004,0.97]
[120,0.05,600,300,2000,360,500,0.74,0.26,0,0.01,8.1980000000000004,0.97]
[120,0.05,600,300,2000,360,1000,0.74,0.26,0,0.01,8.1980000000000004,0.97]
[120,0.05,600,300,2000,720,0,0.74,0.26,0,0.01,8.1980000000000004,0.97]
[120,0.05,600,300,2000,720,500,0.74,0.26,0,0.01,8.1980000000000004,0.97]
[120,0.05,600,300,2000,720,1000,0.74,0.26,0,0.01,8.1980000000000004,0.97]
[120,0.05,600,450,800,36,0,0.73,0.26,0,0.01,10.247,0.93]
[120,0.05,600,450,800,36,500,0.73,0.26,0,0.01,10.247,0.93]
[120,0.05,600,450,800,36,1000,0.73,0.26,0,0.01,10.247,0.93]
[120,0.05,600,450,800,72,0,0.73,0.26,0,0.01,10.247,0.93]
[120,0.05,600,450,800,72,500,0.73,0.26,0,0.01,10.247,0.93]
[120,0.05,600,450,800,72,1000,0.73,0.26,0,0.01,10.247,0.93]
[120,0.05,600,450,800,144,0,0.73,0.26,0,0.01,10.247,0.93]
[120,0.05,600,450,800,144,500,0.73,0.26,0,0.01,10.247,0.93]
[120,0.05,600,450,800,144,1000,0.73,0.26,0,0.01,10.247,0.93]
[120,0.05,600,450,800,360,0,0.73,0.26,0,0.01,10.247,0.93]
[120,0.05,600,450,800,360,500,0.73,0.26,0,0.01,10.247,0.93]
[120,0.05,600,450,800,360,1000,0.73,0.26,0,0.01,10.247,0.93]
[120,0.05,600,450,800,720,0,0.73,0.26,0,0.01,10.247,0.93]
[120,0.05,600,450,800,720,500,0.73,0.26,0,0.01,10.247,0.93]
[120,0.05,600,450,800,720,1000,0.73,0.26,0,0.01,10.247,0.93]
[120,0.05,600,450,1200,36,0,0.73,0.26,0,0.01,10.247,0.94]
[120,0.05,600,450,1200,36,500,0.73,0.26,0,0.01,10.247,0.94]
[120,0.05,600,450,1200,36,1000,0.73,0.26,0,0.01,10.247,0.94]
[120,0.05,600,450,1200,72,0,0.73,0.26,0,0.01,10.247,0.94]
[120,0.05,600,450,1200,72,500,0.73,0.26,0,0.01,10.247,0.94]
[120,0.05,600,450,1200,72,1000,0.73,0.26,0,0.01,10.247,0.94]
[120,0.05,600,450,1200,144,0,0.73,0.26,0,0.01,10.247,0.94]
[120,0.05,600,450,1200,144,500,0.73,0.26,0,0.01,10.247,0.94]
[120,0.05,600,450,1200,144,1000,0.73,0.26,0,0.01,10.247,0.94]
[120,0.05,600,450,1200,360,0,0.73,0.26,0,0.01,10.247,0.94]
[120,0.05,600,450,1200,360,500,0.73,0.26,0,0.01,10.247,0.94]
[120,0.05,600,450,1200,360,1000,0.73,0.26,0,0.01,10.247,0.94]
[120,0.05,600,450,1200,720,0,0.73,0.26,0,0.01,10.247,0.94]
[120,0.05,600,450,1200,720,500,0.73,0.26,0,0.01,10.247,0.94]
[120,0.05,600,450,1200,720,1000,0.73,0.26,0,0.01,10.247,0.94]
[120,0.05,600,450,2000,36,0,0.73,0.26,0,0.01,10.247,0.95]
[120,0.05,600,450,2000,36,500,0.73,0.26,0,0.01,10.247,0.95]
[120,0.05,600,450,2000,36,1000,0.73,0.26,0,0.01,10.247,0.95]
[120,0.05,600,450,2000,72,0,0.73,0.26,0,0.01,10.247,0.95]
[120,0.05,600,450,2000,72,500,0.73,0.26,0,0.01,10.247,0.95]
[120,0.05,600,450,2000,72,1000,0.73,0.26,0,0.01,10.247,0.95]
[120,0.05,600,450,2000,144,0,0.73,0.26,0,0.01,10.247,0.95]
[120,0.05,600,450,2000,144,500,0.73,0.26,0,0.01,10.247,0.95]
[120,0.05,600,450,2000,144,1000,0.73,0.26,0,0.01,10.247,0.95]
[120,0.05,600,450,2000,360,0,0.73,0.26,0,0.01,10.247,0.95]
[120,0.05,600,450,2000,360,500,0.73,0.26,0,0.01,10.247,0.95]
[120,0.05,600,450,2000,360,1000,0.73,0.26,0,0.01,10.247,0.95]
[120,0.05,600,450,2000,720,0,0.73,0.26,0,0.01,10.247,0.95]
[120,0.05,600,450,2000,720,500,0.73,0.26,0,0.01,10.247,0.95]
[120,0.05,600,450,2000,720,1000,0.73,0.26,0,0.01,10.247,0.95]
[120,0.05,600,600,800,36,0,0.73,0.26,0,0.01,10.247,0.91]
[120,0.05,600,600,800,36,500,0.73,0.26,0,0.01,10.247,0.91]
[120,0.05,600,600,800,36,1000,0.73,0.26,0,0.01,10.247,0.91]
[120,0.05,600,600,800,72,0,0.73,0.26,0,0.01,10.247,0.91]
[120,0.05,600,600,800,72,500,0.73,0.26,0,0.01,10.247,0.91]
[120,0.05,600,600,800,72,1000,0.73,0.26,0,0.01,10.247,0.91]
[120,0.05,600,600,800,144,0,0.73,0.26,0,0.01,10.247,0.91]
[120,0.05,600,600,800,144,500,0.73,0.26,0,0.01,10.247,0.91]
[120,0.05,600,600,800,144,1000,0.73,0.26,0,0.01,10.247,0.91]
[120,0.05,600,600,800,360,0,0.73,0.26,0,0.01,10.247,0.91]
[120,0.05,600,600,800,360,500,0.73,0.26,0,0.01,10.247,0.91]
[120,0.05,600,600,800,360,1000,0.73,0.26,0,0.01,10.247,0.91]
[120,0.05,600,600,800,720,0,0.73,0.26,0,0.01,10.247,0.91]
[120,0.05,600,600,800,720,500,0.73,0.26,0,0.01,10.247,0.91]
[120,0.05,600,600,800,720,1000,0.73,0.26,0,0.01,10.247,0.91]
[120,0.05,600,600,1200,36,0,0.73,0.26,0,0.01,10.247,0.92]
[120,0.05,600,600,1200,36,500,0.73,0.26,0,0.01,10.247,0.92]
[120,0.05,600,600,1200,36,1000,0.73,0.26,0,0.01,10.247,0.92]
[120,0.05,600,600,1200,72,0,0.73,0.26,0,0.01,10.247,0.92]
[120,0.05,600,600,1200,72,500,0.73,0.26,0,0.01,10.247,0.92]
[120,0.05,600,600,1200,72,1000,0.73,0.26,0,0.01,10.247,0.92]
[120,0.05,600,600,1200,144,0,0.73,0.26,0,0.01,10.247,0.92]
[120,0.05,600,600,1200,144,500,0.73,0.26,0,0.01,10.247,0.92]
[120,0.05,600,600,1200,144,1000,0.73,0.26,0,0.01,10.247,0.92]
[120,0.05,600,600,1200,360,0,0.73,0.26,0,0.01,10.247,0.92]
[120,0.05,600,600,1200,360,500,0.73,0.26,0,0.01,10.247,0.92]
[120,0.05,600,600,1200,360,1000,0.73,0.26,0,0.01,10.247,0.92]
[120,0.05,600,600,1200,720,0,0.73,0.26,0,0.01,10.247,0.92]
[120,0.05,600,600,1200,720,500,0.73,0.26,0,0.01,10.247,0.92]
[120,0.05,600,600,1200,720,1000,0.73,0.26,0,0.01,10.247,0.92]
[120,0.05,600,600,2000,36,0,0.73,0.26,0,0.01,10.247,0.94]
[120,0.05,600,600,2000,36,500,0.73,0.26,0,0.01,10.247,0.94]
[120,0.05,600,600,2000,36,1000,0.73,0.26,0,0.01,10.247,0.94]
[120,0.05,600,600,2000,72,0,0.73,0.26,0,0.01,10.247,0.94]
[120,0.05,600,600,2000,72,500,0.73,0.26,0,0.01,10.247,0.94]
[120,0.05,600,600,2000,72,1000,0.73,0.26,0,0.01,10.247,0.94]
[120,0.05,600,600,2000,144,0,0.73,0.26,0,0.01,10.247,0.94]
[120,0.05,600,600,2000,144,500,0.73,0.26,0,0.01,10.247,0.94]
[120,0.05,600,600,2000,144,1000,0.73,0.26,0,0.01,10.247,0.94]
[120,0.05,600,600,2000,360,0,0.73,0.26,0,0.01,10.247,0.94]
[120,0.05,600,600,2000,360,500,0.73,0.26,0,0.01,10.247,0.94]
[120,0.05,600,600,2000,360,1000,0.73,0.26,0,0.01,10.247,0.94]
[120,0.05,600,600,2000,720,0,0.73,0.26,0,0.01,10.247,0.94]
[120,0.05,600,600,2000,720,500,0.73,0.26,0,0.01,10.247,0.94]
[120,0.05,600,600,2000,720,1000,0.73,0.26,0,0.01,10.247,0.94]
[120,0.1,100,300,800,18,0,0.7,0.28999999999999998,0,0.01,6.8310000000000004,0.92]
[120,0.1,100,300,800,18,500,0.7,0.28999999999999998,0,0.01,6.8310000000000004,0.92]
[120,0.1,100,300,800,18,1000,0.7,0.28999999999999998,0,0.01,6.8310000000000004,0.92]
[120,0.1,100,300,800,36,0,0.7,0.28999999999999998,0,0.01,6.8310000000000004,0.92]
[120,0.1,100,300,800,36,500,0.7,0.28999999999999998,0,0.01,6.8310000000000004,0.92]
[120,0.1,100,300,800,36,1000,0.7,0.28999999999999998,0,0.01,6.8310000000000004,0.92]
[120,0.1,100,300,800,72,0,0.7,0.28999999999999998,0,0.01,6.8310000000000004,0.92]
[120,0.1,100,300,800,72,500,0.7,0.28999999999999998,0,0.01,6.8310000000000004,0.92]
[120,0.1,100,300,800,72,1000,0.7,0.28999999999999998,0,0.01,6.8310000000000004,0.92]
[120,0.1,100,300,800,180,0,0.7,0.28999999999999998,0,0.01,6.8310000000000004,0.92]
[120,0.1,100,300,800,180,500,0.7,0.28999999999999998,0,0.01,6.8310000000000004,0.92]
[120,0.1,100,300,800,180,1000,0.7,0.28999999999999998,0,0.01,6.8310000000000004,0.92]
[120,0.1,100,300,800,360,0,0.7,0.28999999999999998,0,0.01,6.8310000000000004,0.92]
[120,0.1,100,300,800,360,500,0.7,0.28999999999999998,0,0.01,6.8310000000000004,0.92]
[120,0.1,100,300,800,360,1000,0.7,0.28999999999999998,0,0.01,6.8310000000000004,0.92]
[120,0.1,100,300,1200,18,0,0.7,0.28999999999999998,0,0.01,6.8310000000000004,0.94]
[120,0.1,100,300,1200,18,500,0.7,0.28999999999999998,0,0.01,6.8310000000000004,0.94]
[120,0.1,100,300,1200,18,1000,0.7,0.28999999999999998,0,0.01,6.8310000000000004,0.94]
[120,0.1,100,300,1200,36,0,0.7,0.28999999999999998,0,0.01,6.8310000000000004,0.94]
[120,0.1,100,300,1200,36,500,0.7,0.28999999999999998,0,0.01,6.8310000000000004,0.94]
[120,0.1,100,300,1200,36,1000,0.7,0.28999999999999998,0,0.01,6.8310000000000004,0.94]
[120,0.1,100,300,1200,72,0,0.7,0.28999999999999998,0,0.01,6.8310000000000004,0.94]
[120,0.1,100,300,1200,72,500,0.7,0.28999999999999998,0,0.01,6.8310000000000004,0.94]
[120,0.1,100,300,1200,72,1000,0.7,0.28999999999999998,0,0.01,6.8310000000000004,0.94]
[120,0.1,100,300,1200,180,0,0.7,0.28999999999999998,0,0.01,6.8310000000000004,0.94]
[120,0.1,100,300,1200,180,500,0.7,0.28999999999999998,0,0.01,6.8310000000000004,0.94]
[120,0.1,100,300,1200,180,1000,0.7,0.28999999999999998,0,0.01,6.8310000000000004,0.94]
[120,0.1,100,300,1200,360,0,0.7,0.28999999999999998,0,0.01,6.8310000000000004,0.94]
[120,0.1,100,300,1200,360,500,0.7,0.28999999999999998,0,0.01,6.8310000000000004,0.94]
[120,0.1,100,300,1200,360,1000,0.7,0.28999999999999998,0,0.01,6.8310000000000004,0.94]
[120,0.1,100,300,2000,18,0,0.7,0.28999999999999998,0,0.01,6.8310000000000004,0.96]
[120,0.1,100,300,2000,18,500,0.7,0.28999999999999998,0,0.01,6.8310000000000004,0.96]
[120,0.1,100,300,2000,18,1000,0.7,0.28999999999999998,0,0.01,6.8310000000000004,0.96]
[120,0.1,100,300,2000,36,0,0.7,0.28999999999999998,0,0.01,6.8310000000000004,0.96]
[120,0.1,100,300,2000,36,500,0.7,0.28999999999999998,0,0.01,6.8310000000000004,0.96]
[120,0.1,100,300,2000,36,1000,0.7,0.28999999999999998,0,0.01,6.8310000000000004,0.96]
[120,0.1,100,300,2000,72,0,0.7,0.28999999999999998,0,0.01,6.8310000000000004,0.96]
[120,0.1,100,300,2000,72,500,0.7,0.28999999999999998,0,0.01,6.8310000000000004,0.96]
[120,0.1,100,300,2000,72,1000,0.7,0.28999999999999998,0,0.01,6.8310000000000004,0.96]
[120,0.1,100,300,2000,180,0,0.7,0.28999999999999998,0,0.01,6.8310000000000004,0.96]
[120,0.1,100,300,2000,180,500,0.7,0.28999999999999998,0,0.01,6.8310000000000004,0.96]
[120,0.1,100,300,2000,180,1000,0.7,0.28999999999999998,0,0.01,6.8310000000000004,0.96]
[120,0.1,100,300,2000,360,0,0.7,0.28999999999999998,0,0.01,6.8310000000000004,0.96]
[120,0.1,100,300,2000,360,500,0.7,0.28999999999999998,0,0.01,6.8310000000000004,0.96]
[120,0.1,100,300,2000,360,1000,0.7,0.28999999999999998,0,0.01,6.8310000000000004,0.96]
[120,0.1,100,450,800,18,0,0.7,0.3,0,0.01,6.8310000000000004,0.88]
[120,0.1,100,450,800,18,500,0.7,0.3,0,0.01,6.8310000000000004,0.88]
[120,0.1,100,450,800,18,1000,0.7,0.3,0,0.01,6.8310000000000004,0.88]
[120,0.1,100,450,800,36,0,0.7,0.3,0,0.01,6.8310000000000004,0.88]
[120,0.1,100,450,800,36,500,0.7,0.3,0,0.01,6.8310000000000004,0.88]
[120,0.1,100,450,800,36,1000,0.7,0.3,0,0.01,6.8310000000000004,0.88]
[120,0.1,100,450,800,72,0,0.7,0.3,0,0.01,6.8310000000000004,0.88]
[120,0.1,100,450,800,72,500,0.7,0.3,0,0.01,6.8310000000000004,0.88]
[120,0.1,100,450,800,72,1000,0.7,0.3,0,0.01,6.8310000000000004,0.88]
[120,0.1,100,450,800,180,0,0.7,0.3,0,0.01,6.8310000000000004,0.88]
[120,0.1,100,450,800,180,500,0.7,0.3,0,0.01,6.8310000000000004,0.88]
[120,0.1,100,450,800,180,1000,0.7,0.3,0,0.01,6.8310000000000004,0.88]
[120,0.1,100,450,800,360,0,0.7,0.3,0,0.01,6.8310000000000004,0.88]
[120,0.1,100,450,800,360,500,0.7,0.3,0,0.01,6.8310000000000004,0.88]
[120,0.1,100,450,800,360,1000,0.7,0.3,0,0.01,6.8310000000000004,0.88]
[120,0.1,100,450,1200,18,0,0.7,0.3,0,0.01,6.8310000000000004,0.91]
[120,0.1,100,450,1200,18,500,0.7,0.3,0,0.01,6.8310000000000004,0.91]
[120,0.1,100,450,1200,18,1000,0.7,0.3,0,0.01,6.8310000000000004,0.91]
[120,0.1,100,450,1200,36,0,0.7,0.3,0,0.01,6.8310000000000004,0.91]
[120,0.1,100,450,1200,36,500,0.7,0.3,0,0.01,6.8310000000000004,0.91]
[120,0.1,100,450,1200,36,1000,0.7,0.3,0,0.01,6.8310000000000004,0.91]
[120,0.1,100,450,1200,72,0,0.7,0.3,0,0.01,6.8310000000000004,0.91]
[120,0.1,100,450,1200,72,500,0.7,0.3,0,0.01,6.8310000000000004,0.91]
[120,0.1,100,450,1200,72,1000,0.7,0.3,0,0.01,6.8310000000000004,0.91]
[120,0.1,100,450,1200,180,0,0.7,0.3,0,0.01,6.8310000000000004,0.91]
[120,0.1,100,450,1200,180,500,0.7,0.3,0,0.01,6.8310000000000004,0.91]
[120,0.1,100,450,1200,180,1000,0.7,0.3,0,0.01,6.8310000000000004,0.91]
[120,0.1,100,450,1200,360,0,0.7,0.3,0,0.01,6.8310000000000004,0.91]
[120,0.1,100,450,1200,360,500,0.7,0.3,0,0.01,6.8310000000000004,0.91]
[120,0.1,100,450,1200,360,1000,0.7,0.3,0,0.01,6.8310000000000004,0.91]
[120,0.1,100,450,2000,18,0,0.7,0.3,0,0.01,6.8310000000000004,0.94]
[120,0.1,100,450,2000,18,500,0.7,0.3,0,0.01,6.8310000000000004,0.94]
[120,0.1,100,450,2000,18,1000,0.7,0.3,0,0.01,6.8310000000000004,0.94]
[120,0.1,100,450,2000,36,0,0.7,0.3,0,0.01,6.8310000000000004,0.94]
[120,0.1,100,450,2000,36,500,0.7,0.3,0,0.01,6.8310000000000004,0.94]
[120,0.1,100,450,2000,36,1000,0.7,0.3,0,0.01,6.8310000000000004,0.94]
[120,0.1,100,450,2000,72,0,0.7,0.3,0,0.01,6.8310000000000004,0.94]
[120,0.1,100,450,2000,72,500,0.7,0.3,0,0.01,6.8310000000000004,0.94]
[120,0.1,100,450,2000,72,1000,0.7,0.3,0,0.01,6.8310000000000004,0.94]
[120,0.1,100,450,2000,180,0,0.7,0.3,0,0.01,6.8310000000000004,0.94]
[120,0.1,100,450,2000,180,500,0.7,0.3,0,0.01,6.8310000000000004,0.94]
[120,0.1,100,450,2000,180,1000,0.7,0.3,0,0.01,6.8310000000000004,0.94]
[120,0.1,100,450,2000,360,0,0.7,0.3,0,0.01,6.8310000000000004,0.94]
[120,0.1,100,450,2000,360,500,0.7,0.3,0,0.01,6.8310000000000004,0.94]
[120,0.1,100,450,2000,360,1000,0.7,0.3,0,0.01,6.8310000000000004,0.94]
[120,0.1,100,600,800,18,0,0.7,0.3,0,0.01,6.8310000000000004,0.85]
[120,0.1,100,600,800,18,500,0.7,0.3,0,0.01,6.8310000000000004,0.85]
[120,0.1,100,600,800,18,1000,0.7,0.3,0,0.01,6.8310000000000004,0.85]
[120,0.1,100,600,800,36,0,0.7,0.3,0,0.01,6.8310000000000004,0.85]
[120,0.1,100,600,800,36,500,0.7,0.3,0,0.01,6.8310000000000004,0.85]
[120,0.1,100,600,800,36,1000,0.7,0.3,0,0.01,6.8310000000000004,0.85]
[120,0.1,100,600,800,72,0,0.7,0.3,0,0.01,6.8310000000000004,0.85]
[120,0.1,100,600,800,72,500,0.7,0.3,0,0.01,6.8310000000000004,0.85]
[120,0.1,100,600,800,72,1000,0.7,0.3,0,0.01,6.8310000000000004,0.85]
[120,0.1,100,600,800,180,0,0.7,0.3,0,0.01,6.8310000000000004,0.85]
[120,0.1,100,600,800,180,500,0.7,0.3,0,0.01,6.8310000000000004,0.85]
[120,0.1,100,600,800,180,1000,0.7,0.3,0,0.01,6.8310000000000004,0.85]
[120,0.1,100,600,800,360,0,0.7,0.3,0,0.01,6.8310000000000004,0.85]
[120,0.1,100,600,800,360,500,0.7,0.3,0,0.01,6.8310000000000004,0.85]
[120,0.1,100,600,800,360,1000,0.7,0.3,0,0.01,6.8310000000000004,0.85]
[120,0.1,100,600,1200,18,0,0.7,0.3,0,0.01,6.8310000000000004,0.88]
[120,0.1,100,600,1200,18,500,0.7,0.3,0,0.01,6.8310000000000004,0.88]
[120,0.1,100,600,1200,18,1000,0.7,0.3,0,0.01,6.8310000000000004,0.88]
[120,0.1,100,600,1200,36,0,0.7,0.3,0,0.01,6.8310000000000004,0.88]
[120,0.1,100,600,1200,36,500,0.7,0.3,0,0.01,6.8310000000000004,0.88]
[120,0.1,100,600,1200,36,1000,0.7,0.3,0,0.01,6.8310000000000004,0.88]
[120,0.1,100,600,1200,72,0,0.7,0.3,0,0.01,6.8310000000000004,0.88]
[120,0.1,100,600,1200,72,500,0.7,0.3,0,0.01,6.8310000000000004,0.88]
[120,0.1,100,600,1200,72,1000,0.7,0.3,0,0.01,6.8310000000000004,0.88]
[120,0.1,100,600,1200,180,0,0.7,0.3,0,0.01,6.8310000000000004,0.88]
[120,0.1,100,600,1200,180,500,0.7,0.3,0,0.01,6.8310000000000004,0.88]
[120,0.1,100,600,1200,180,1000,0.7,0.3,0,0.01,6.8310000000000004,0.88]
[120,0.1,100,600,1200,360,0,0.7,0.3,0,0.01,6.8310000000000004,0.88]
[120,0.1,100,600,1200,360,500,0.7,0.3,0,0.01,6.8310000000000004,0.88]
[120,0.1,100,600,1200,360,1000,0.7,0.3,0,0.01,6.8310000000000004,0.88]
[120,0.1,100,600,2000,18,0,0.7,0.3,0,0.01,6.8310000000000004,0.92]
[120,0.1,100,600,2000,18,500,0.7,0.3,0,0.01,6.8310000000000004,0.92]
[120,0.1,100,600,2000,18,1000,0.7,0.3,0,0.01,6.8310000000000004,0.92]
[120,0.1,100,600,2000,36,0,0.7,0.3,0,0.01,6.8310000000000004,0.92]
[120,0.1,100,600,2000,36,500,0.7,0.3,0,0.01,6.8310000000000004,0.92]
[120,0.1,100,600,2000,36,1000,0.7,0.3,0,0.01,6.8310000000000004,0.92]
[120,0.1,100,600,2000,72,0,0.7,0.3,0,0.01,6.8310000000000004,0.92]
[120,0.1,100,600,2000,72,500,0.7,0.3,0,0.01,6.8310000000000004,0.92]
[120,0.1,100,600,2000,72,1000,0.7,0.3,0,0.01,6.8310000000000004,0.92]
[120,0.1,100,600,2000,180,0,0.7,0.3,0,0.01,6.8310000000000004,0.92]
[120,0.1,100,600,2000,180,500,0.7,0.3,0,0.01,6.8310000000000004,0.92]
[120,0.1,100,600,2000,180,1000,0.7,0.3,0,0.01,6.8310000000000004,0.92]
[120,0.1,100,600,2000,360,0,0.7,0.3,0,0.01,6.8310000000000004,0.92]
[120,0.1,100,600,2000,360,500,0.7,0.3,0,0.01,6.8310000000000004,0.92]
[120,0.1,100,600,2000,360,1000,0.7,0.3,0,0.01,6.8310000000000004,0.92]
[120,0.1,300,300,800,18,0,0.7,0.28999999999999998,0,0,20.494,0.94]
[120,0.1,300,300,800,18,500,0.7,0.28999999999999998,0,0,20.494,0.94]
[120,0.1,300,300,800,18,1000,0.7,0.28999999999999998,0,0,20.494,0.94]
[120,0.1,300,300,800,36,0,0.7,0.28999999999999998,0,0,20.494,0.94]
[120,0.1,300,300,800,36,500,0.7,0.28999999999999998,0,0,20.494,0.94]
[120,0.1,300,300,800,36,1000,0.7,0.28999999999999998,0,0,20.494,0.94]
[120,0.1,300,300,800,72,0,0.7,0.28999999999999998,0,0,20.494,0.94]
[120,0.1,300,300,800,72,500,0.7,0.28999999999999998,0,0,20.494,0.94]
[120,0.1,300,300,800,72,1000,0.7,0.28999999999999998,0,0,20.494,0.94]
[120,0.1,300,300,800,180,0,0.7,0.28999999999999998,0,0,20.494,0.94]
[120,0.1,300,300,800,180,500,0.7,0.28999999999999998,0,0,20.494,0.94]
[120,0.1,300,300,800,180,1000,0.7,0.28999999999999998,0,0,20.494,0.94]
[120,0.1,300,300,800,360,0,0.7,0.28999999999999998,0,0,20.494,0.94]
[120,0.1,300,300,800,360,500,0.7,0.28999999999999998,0,0,20.494,0.94]
[120,0.1,300,300,800,360,1000,0.7,0.28999999999999998,0,0,20.494,0.94]
[120,0.1,300,300,1200,18,0,0.7,0.28999999999999998,0,0,20.494,0.95]
[120,0.1,300,300,1200,18,500,0.7,0.28999999999999998,0,0,20.494,0.95]
[120,0.1,300,300,1200,18,1000,0.7,0.28999999999999998,0,0,20.494,0.95]
[120,0.1,300,300,1200,36,0,0.7,0.28999999999999998,0,0,20.494,0.95]
[120,0.1,300,300,1200,36,500,0.7,0.28999999999999998,0,0,20.494,0.95]
[120,0.1,300,300,1200,36,1000,0.7,0.28999999999999998,0,0,20.494,0.95]
[120,0.1,300,300,1200,72,0,0.7,0.28999999999999998,0,0,20.494,0.95]
[120,0.1,300,300,1200,72,500,0.7,0.28999999999999998,0,0,20.494,0.95]
[120,0.1,300,300,1200,72,1000,0.7,0.28999999999999998,0,0,20.494,0.95]
[120,0.1,300,300,1200,180,0,0.7,0.28999999999999998,0,0,20.494,0.95]
[120,0.1,300,300,1200,180,500,0.7,0.28999999999999998,0,0,20.494,0.95]
[120,0.1,300,300,1200,180,1000,0.7,0.28999999999999998,0,0,20.494,0.95]
[120,0.1,300,300,1200,360,0,0.7,0.28999999999999998,0,0,20.494,0.95]
[120,0.1,300,300,1200,360,500,0.7,0.28999999999999998,0,0,20.494,0.95]
[120,0.1,300,300,1200,360,1000,0.7,0.28999999999999998,0,0,20.494,0.95]
[120,0.1,300,300,2000,18,0,0.7,0.28999999999999998,0,0,20.494,0.96]
[120,0.1,300,300,2000,18,500,0.7,0.28999999999999998,0,0,20.494,0.96]
[120,0.1,300,300,2000,18,1000,0.7,0.28999999999999998,0,0,20.494,0.96]
[120,0.1,300,300,2000,36,0,0.7,0.28999999999999998,0,0,20.494,0.96]
[120,0.1,300,300,2000,36,500,0.7,0.28999999999999998,0,0,20.494,0.96]
[120,0.1,300,300,2000,36,1000,0.7,0.28999999999999998,0,0,20.494,0.96]
[120,0.1,300,300,2000,72,0,0.7,0.28999999999999998,0,0,20.494,0.96]
[120,0.1,300,300,2000,72,500,0.7,0.28999999999999998,0,0,20.494,0.96]
[120,0.1,300,300,2000,72,1000,0.7,0.28999999999999998,0,0,20.494,0.96]
[120,0.1,300,300,2000,180,0,0.7,0.28999999999999998,0,0,20.494,0.96]
[120,0.1,300,300,2000,180,500,0.7,0.28999999999999998,0,0,20.494,0.96]
[120,0.1,300,300,2000,180,1000,0.7,0.28999999999999998,0,0,20.494,0.96]
[120,0.1,300,300,2000,360,0,0.7,0.28999999999999998,0,0,20.494,0.96]
[120,0.1,300,300,2000,360,500,0.7,0.28999999999999998,0,0,20.494,0.96]
[120,0.1,300,300,2000,360,1000,0.7,0.28999999999999998,0,0,20.494,0.96]
[120,0.1,300,450,800,18,0,0.7,0.3,0,0,20.494,0.91]
[120,0.1,300,450,800,18,500,0.7,0.3,0,0,20.494,0.91]
[120,0.1,300,450,800,18,1000,0.7,0.3,0,0,20.494,0.91]
[120,0.1,300,450,800,36,0,0.7,0.3,0,0,20.494,0.91]
[120,0.1,300,450,800,36,500,0.7,0.3,0,0,20.494,0.91]
[120,0.1,300,450,800,36,1000,0.7,0.3,0,0,20.494,0.91]
[120,0.1,300,450,800,72,0,0.7,0.3,0,0,20.494,0.91]
[120,0.1,300,450,800,72,500,0.7,0.3,0,0,20.494,0.91]
[120,0.1,300,450,800,72,1000,0.7,0.3,0,0,20.494,0.91]
[120,0.1,300,450,800,180,0,0.7,0.3,0,0,20.494,0.91]
[120,0.1,300,450,800,180,500,0.7,0.3,0,0,20.494,0.91]
[120,0.1,300,450,800,180,1000,0.7,0.3,0,0,20.494,0.91]
[120,0.1,300,450,800,360,0,0.7,0.3,0,0,20.494,0.91]
[120,0.1,300,450,800,360,500,0.7,0.3,0,0,20.494,0.91]
[120,0.1,300,450,800,360,1000,0.7,0.3,0,0,20.494,0.91]
[120,0.1,300,450,1200,18,0,0.7,0.3,0,0,20.494,0.92]
[120,0.1,300,450,1200,18,500,0.7,0.3,0,0,20.494,0.92]
[120,0.1,300,450,1200,18,1000,0.7,0.3,0,0,20.494,0.92]
[120,0.1,300,450,1200,36,0,0.7,0.3,0,0,20.494,0.92]
[120,0.1,300,450,1200,36,500,0.7,0.3,0,0,20.494,0.92]
[120,0.1,300,450,1200,36,1000,0.7,0.3,0,0,20.494,0.92]
[120,0.1,300,450,1200,72,0,0.7,0.3,0,0,20.494,0.92]
[120,0.1,300,450,1200,72,500,0.7,0.3,0,0,20.494,0.92]
[120,0.1,300,450,1200,72,1000,0.7,0.3,0,0,20.494,0.92]
[120,0.1,300,450,1200,180,0,0.7,0.3,0,0,20.494,0.92]
[120,0.1,300,450,1200,180,500,0.7,0.3,0,0,20.494,0.92]
[120,0.1,300,450,1200,180,1000,0.7,0.3,0,0,20.494,0.92]
[120,0.1,300,450,1200,360,0,0.7,0.3,0,0,20.494,0.92]
[120,0.1,300,450,1200,360,500,0.7,0.3,0,0,20.494,0.92]
[120,0.1,300,450,1200,360,1000,0.7,0.3,0,0,20.494,0.92]
[120,0.1,300,450,2000,18,0,0.7,0.3,0,0,20.494,0.94]
[120,0.1,300,450,2000,18,500,0.7,0.3,0,0,20.494,0.94]
[120,0.1,300,450,2000,18,1000,0.7,0.3,0,0,20.494,0.94]
[120,0.1,300,450,2000,36,0,0.7,0.3,0,0,20.494,0.94]
[120,0.1,300,450,2000,36,500,0.7,0.3,0,0,20.494,0.94]
[120,0.1,300,450,2000,36,1000,0.7,0.3,0,0,20.494,0.94]
[120,0.1,300,450,2000,72,0,0.7,0.3,0,0,20.494,0.94]
[120,0.1,300,450,2000,72,500,0.7,0.3,0,0,20.494,0.94]
[120,0.1,300,450,2000,72,1000,0.7,0.3,0,0,20.494,0.94]
[120,0.1,300,450,2000,180,0,0.7,0.3,0,0,20.494,0.94]
[120,0.1,300,450,2000,180,500,0.7,0.3,0,0,20.494,0.94]
[120,0.1,300,450,2000,180,1000,0.7,0.3,0,0,20.494,0.94]
[120,0.1,300,450,2000,360,0,0.7,0.3,0,0,20.494,0.94]
[120,0.1,300,450,2000,360,500,0.7,0.3,0,0,20.494,0.94]
[120,0.1,300,450,2000,360,1000,0.7,0.3,0,0,20.494,0.94]
[120,0.1,300,600,800,18,0,0.7,0.3,0,0,20.494,0.88]
[120,0.1,300,600,800,18,500,0.7,0.3,0,0,20.494,0.88]
[120,0.1,300,600,800,18,1000,0.7,0.3,0,0,20.494,0.88]
[120,0.1,300,600,800,36,0,0.7,0.3,0,0,20.494,0.88]
[120,0.1,300,600,800,36,500,0.7,0.3,0,0,20.494,0.88]
[120,0.1,300,600,800,36,1000,0.7,0.3,0,0,20.494,0.88]
[120,0.1,300,600,800,72,0,0.7,0.3,0,0,20.494,0.88]
[120,0.1,300,600,800,72,500,0.7,0.3,0,0,20.494,0.88]
[120,0.1,300,600,800,72,1000,0.7,0.3,0,0,20.494,0.88]
[120,0.1,300,600,800,180,0,0.7,0.3,0,0,20.494,0.88]
[120,0.1,300,600,800,180,500,0.7,0.3,0,0,20.494,0.88]
[120,0.1,300,600,800,180,1000,0.7,0.3,0,0,20.494,0.88]
[120,0.1,300,600,800,360,0,0.7,0.3,0,0,20.494,0.88]
[120,0.1,300,600,800,360,500,0.7,0.3,0,0,20.494,0.88]
[120,0.1,300,600,800,360,1000,0.7,0.3,0,0,20.494,0.88]
[120,0.1,300,600,1200,18,0,0.7,0.3,0,0,20.494,0.9]
[120,0.1,300,600,1200,18,500,0.7,0.3,0,0,20.494,0.9]
[120,0.1,300,600,1200,18,1000,0.7,0.3,0,0,20.494,0.9]
[120,0.1,300,600,1200,36,0,0.7,0.3,0,0,20.494,0.9]
[120,0.1,300,600,1200,36,500,0.7,0.3,0,0,20.494,0.9]
[120,0.1,300,600,1200,36,1000,0.7,0.3,0,0,20.494,0.9]
[120,0.1,300,600,1200,72,0,0.7,0.3,0,0,20.494,0.9]
[120,0.1,300,600,1200,72,500,0.7,0.3,0,0,20.494,0.9]
[120,0.1,300,600,1200,72,1000,0.7,0.3,0,0,20.494,0.9]
[120,0.1,300,600,1200,180,0,0.7,0.3,0,0,20.494,0.9]
[120,0.1,300,600,1200,180,500,0.7,0.3,0,0,20.494,0.9]
[120,0.1,300,600,1200,180,1000,0.7,0.3,0,0,20.494,0.9]
[120,0.1,300,600,1200,360,0,0.7,0.3,0,0,20.494,0.9]
[120,0.1,300,600,1200,360,500,0.7,0.3,0,0,20.494,0.9]
[120,0.1,300,600,1200,360,1000,0.7,0.3,0,0,20.494,0.9]
[120,0.1,300,600,2000,18,0,0.7,0.3,0,0,20.494,0.93]
[120,0.1,300,600,2000,18,500,0.7,0.3,0,0,20.494,0.93]
[120,0.1,300,600,2000,18,1000,0.7,0.3,0,0,20.494,0.93]
[120,0.1,300,600,2000,36,0,0.7,0.3,0,0,20.494,0.93]
[120,0.1,300,600,2000,36,500,0.7,0.3,0,0,20.494,0.93]
[120,0.1,300,600,2000,36,1000,0.7,0.3,0,0,20.494,0.93]
[120,0.1,300,600,2000,72,0,0.7,0.3,0,0,20.494,0.93]
[120,0.1,300,600,2000,72,500,0.7,0.3,0,0,20.494,0.93]
[120,0.1,300,600,2000,72,1000,0.7,0.3,0,0,20.494,0.93]
[120,0.1,300,600,2000,180,0,0.7,0.3,0,0,20.494,0.93]
[120,0.1,300,600,2000,180,500,0.7,0.3,0,0,20.494,0.93]
[120,0.1,300,600,2000,180,1000,0.7,0.3,0,0,20.494,0.93]
[120,0.1,300,600,2000,360,0,0.7,0.3,0,0,20.494,0.93]
[120,0.1,300,600,2000,360,500,0.7,0.3,0,0,20.494,0.93]
[120,0.1,300,600,2000,360,1000,0.7,0.3,0,0,20.494,0.93]
[120,0.1,600,300,800,18,0,0.71,0.28999999999999998,0,0,40.988999999999997,0.95]
[120,0.1,600,300,800,18,500,0.71,0.28999999999999998,0,0,40.988999999999997,0.95]
[120,0.1,600,300,800,18,1000,0.71,0.28999999999999998,0,0,40.988999999999997,0.95]
[120,0.1,600,300,800,36,0,0.71,0.28999999999999998,0,0,40.988999999999997,0.95]
[120,0.1,600,300,800,36,500,0.71,0.28999999999999998,0,0,40.988999999999997,0.95]
[120,0.1,600,300,800,36,1000,0.71,0.28999999999999998,0,0,40.988999999999997,0.95]
[120,0.1,600,300,800,72,0,0.71,0.28999999999999998,0,0,40.988999999999997,0.95]
[120,0.1,600,300,800,72,500,0.71,0.28999999999999998,0,0,40.988999999999997,0.95]
[120,0.1,600,300,800,72,1000,0.71,0.28999999999999998,0,0,40.988999999999997,0.95]
[120,0.1,600,300,800,180,0,0.71,0.28999999999999998,0,0,40.988999999999997,0.95]
[120,0.1,600,300,800,180,500,0.71,0.28999999999999998,0,0,40.988999999999997,0.95]
[120,0.1,600,300,800,180,1000,0.71,0.28999999999999998,0,0,40.988999999999997,0.95]
[120,0.1,600,300,800,360,0,0.71,0.28999999999999998,0,0,40.988999999999997,0.95]
[120,0.1,600,300,800,360,500,0.71,0.28999999999999998,0,0,40.988999999999997,0.95]
[120,0.1,600,300,800,360,1000,0.71,0.28999999999999998,0,0,40.988999999999997,0.95]
[120,0.1,600,300,1200,18,0,0.71,0.28999999999999998,0,0,40.988999999999997,0.96]
[120,0.1,600,300,1200,18,500,0.71,0.28999999999999998,0,0,40.988999999999997,0.96]
[120,0.1,600,300,1200,18,1000,0.71,0.28999999999999998,0,0,40.988999999999997,0.96]
[120,0.1,600,300,1200,36,0,0.71,0.28999999999999998,0,0,40.988999999999997,0.96]
[120,0.1,600,300,1200,36,500,0.71,0.28999999999999998,0,0,40.988999999999997,0.96]
[120,0.1,600,300,1200,36,1000,0.71,0.28999999999999998,0,0,40.988999999999997,0.96]
[120,0.1,600,300,1200,72,0,0.71,0.28999999999999998,0,0,40.988999999999997,0.96]
[120,0.1,600,300,1200,72,500,0.71,0.28999999999999998,0,0,40.988999999999997,0.96]
[120,0.1,600,300,1200,72,1000,0.71,0.28999999999999998,0,0,40.988999999999997,0.96]
[120,0.1,600,300,1200,180,0,0.71,0.28999999999999998,0,0,40.988999999999997,0.96]
[120,0.1,600,300,1200,180,500,0.71,0.28999999999999998,0,0,40.988999999999997,0.96]
[120,0.1,600,300,1200,180,1000,0.71,0.28999999999999998,0,0,40.988999999999997,0.96]
[120,0.1,600,300,1200,360,0,0.71,0.28999999999999998,0,0,40.988999999999997,0.96]
[120,0.1,600,300,1200,360,500,0.71,0.28999999999999998,0,0,40.988999999999997,0.96]
[120,0.1,600,300,1200,360,1000,0.71,0.28999999999999998,0,0,40.988999999999997,0.96]
[120,0.1,600,300,2000,18,0,0.71,0.28999999999999998,0,0,40.988999999999997,0.97]
[120,0.1,600,300,2000,18,500,0.71,0.28999999999999998,0,0,40.988999999999997,0.97]
[120,0.1,600,300,2000,18,1000,0.71,0.28999999999999998,0,0,40.988999999999997,0.97]
[120,0.1,600,300,2000,36,0,0.71,0.28999999999999998,0,0,40.988999999999997,0.97]
[120,0.1,600,300,2000,36,500,0.71,0.28999999999999998,0,0,40.988999999999997,0.97]
[120,0.1,600,300,2000,36,1000,0.71,0.28999999999999998,0,0,40.988999999999997,0.97]
[120,0.1,600,300,2000,72,0,0.71,0.28999999999999998,0,0,40.988999999999997,0.97]
[120,0.1,600,300,2000,72,500,0.71,0.28999999999999998,0,0,40.988999999999997,0.97]
[120,0.1,600,300,2000,72,1000,0.71,0.28999999999999998,0,0,40.988999999999997,0.97]
[120,0.1,600,300,2000,180,0,0.71,0.28999999999999998,0,0,40.988999999999997,0.97]
[120,0.1,600,300,2000,180,500,0.71,0.28999999999999998,0,0,40.988999999999997,0.97]
[120,0.1,600,300,2000,180,1000,0.71,0.28999999999999998,0,0,40.988999999999997,0.97]
[120,0.1,600,300,2000,360,0,0.71,0.28999999999999998,0,0,40.988999999999997,0.97]
[120,0.1,600,300,2000,360,500,0.71,0.28999999999999998,0,0,40.988999999999997,0.97]
[120,0.1,600,300,2000,360,1000,0.71,0.28999999999999998,0,0,40.988999999999997,0.97]
[120,0.1,600,450,800,18,0,0.7,0.3,0,0,40.988999999999997,0.93]
[120,0.1,600,450,800,18,500,0.7,0.3,0,0,40.988999999999997,0.93]
[120,0.1,600,450,800,18,1000,0.7,0.3,0,0,40.988999999999997,0.93]
[120,0.1,600,450,800,36,0,0.7,0.3,0,0,40.988999999999997,0.93]
[120,0.1,600,450,800,36,500,0.7,0.3,0,0,40.988999999999997,0.93]
[120,0.1,600,450,800,36,1000,0.7,0.3,0,0,40.988999999999997,0.93]
[120,0.1,600,450,800,72,0,0.7,0.3,0,0,40.988999999999997,0.93]
[120,0.1,600,450,800,72,500,0.7,0.3,0,0,40.988999999999997,0.93]
[120,0.1,600,450,800,72,1000,0.7,0.3,0,0,40.988999999999997,0.93]
[120,0.1,600,450,800,180,0,0.7,0.3,0,0,40.988999999999997,0.93]
[120,0.1,600,450,800,180,500,0.7,0.3,0,0,40.988999999999997,0.93]
[120,0.1,600,450,800,180,1000,0.7,0.3,0,0,40.988999999999997,0.93]
[120,0.1,600,450,800,360,0,0.7,0.3,0,0,40.988999999999997,0.93]
[120,0.1,600,450,800,360,500,0.7,0.3,0,0,40.988999999999997,0.93]
[120,0.1,600,450,800,360,1000,0.7,0.3,0,0,40.988999999999997,0.93]
[120,0.1,600,450,1200,18,0,0.7,0.3,0,0,40.988999999999997,0.94]
[120,0.1,600,450,1200,18,500,0.7,0.3,0,0,40.988999999999997,0.94]
[120,0.1,600,450,1200,18,1000,0.7,0.3,0,0,40.988999999999997,0.94]
[120,0.1,600,450,1200,36,0,0.7,0.3,0,0,40.988999999999997,0.94]
[120,0.1,600,450,1200,36,500,0.7,0.3,0,0,40.988999999999997,0.94]
[120,0.1,600,450,1200,36,1000,0.7,0.3,0,0,40.988999999999997,0.94]
[120,0.1,600,450,1200,72,0,0.7,0.3,0,0,40.988999999999997,0.94]
[120,0.1,600,450,1200,72,500,0.7,0.3,0,0,40.988999999999997,0.94]
[120,0.1,600,450,1200,72,1000,0.7,0.3,0,0,40.988999999999997,0.94]
[120,0.1,600,450,1200,180,0,0.7,0.3,0,0,40.988999999999997,0.94]
[120,0.1,600,450,1200,180,500,0.7,0.3,0,0,40.988999999999997,0.94]
[120,0.1,600,450,1200,180,1000,0.7,0.3,0,0,40.988999999999997,0.94]
[120,0.1,600,450,1200,360,0,0.7,0.3,0,0,40.988999999999997,0.94]
[120,0.1,600,450,1200,360,500,0.7,0.3,0,0,40.988999999999997,0.94]
[120,0.1,600,450,1200,360,1000,0.7,0.3,0,0,40.988999999999997,0.94]
[120,0.1,600,450,2000,18,0,0.7,0.3,0,0,40.988999999999997,0.95]
[120,0.1,600,450,2000,18,500,0.7,0.3,0,0,40.988999999999997,0.95]
[120,0.1,600,450,2000,18,1000,0.7,0.3,0,0,40.988999999999997,0.95]
[120,0.1,600,450,2000,36,0,0.7,0.3,0,0,40.988999999999997,0.95]
[120,0.1,600,450,2000,36,500,0.7,0.3,0,0,40.988999999999997,0.95]
[120,0.1,600,450,2000,36,1000,0.7,0.3,0,0,40.988999999999997,0.95]
[120,0.1,600,450,2000,72,0,0.7,0.3,0,0,40.988999999999997,0.95]
[120,0.1,600,450,2000,72,500,0.7,0.3,0,0,40.988999999999997,0.95]
[120,0.1,600,450,2000,72,1000,0.7,0.3,0,0,40.988999999999997,0.95]
[120,0.1,600,450,2000,180,0,0.7,0.3,0,0,40.988999999999997,0.95]
[120,0.1,600,450,2000,180,500,0.7,0.3,0,0,40.988999999999997,0.95]
[120,0.1,600,450,2000,180,1000,0.7,0.3,0,0,40.988999999999997,0.95]
[120,0.1,600,450,2000,360,0,0.7,0.3,0,0,40.988999999999997,0.95]
[120,0.1,600,450,2000,360,500,0.7,0.3,0,0,40.988999999999997,0.95]
[120,0.1,600,450,2000,360,1000,0.7,0.3,0,0,40.988999999999997,0.95]
[120,0.1,600,600,800,18,0,0.7,0.3,0,0,40.988999999999997,0.91]
[120,0.1,600,600,800,18,500,0.7,0.3,0,0,40.988999999999997,0.91]
[120,0.1,600,600,800,18,1000,0.7,0.3,0,0,40.988999999999997,0.91]
[120,0.1,600,600,800,36,0,0.7,0.3,0,0,40.988999999999997,0.91]
[120,0.1,600,600,800,36,500,0.7,0.3,0,0,40.988999999999997,0.91]
[120,0.1,600,600,800,36,1000,0.7,0.3,0,0,40.988999999999997,0.91]
[120,0.1,600,600,800,72,0,0.7,0.3,0,0,40.988999999999997,0.91]
[120,0.1,600,600,800,72,500,0.7,0.3,0,0,40.988999999999997,0.91]
[120,0.1,600,600,800,72,1000,0.7,0.3,0,0,40.988999999999997,0.91]
[120,0.1,600,600,800,180,0,0.7,0.3,0,0,40.988999999999997,0.91]
[120,0.1,600,600,800,180,500,0.7,0.3,0,0,40.988999999999997,0.91]
[120,0.1,600,600,800,180,1000,0.7,0.3,0,0,40.988999999999997,0.91]
[120,0.1,600,600,800,360,0,0.7,0.3,0,0,40.988999999999997,0.91]
[120,0.1,600,600,800,360,500,0.7,0.3,0,0,40.988999999999997,0.91]
[120,0.1,600,600,800,360,1000,0.7,0.3,0,0,40.988999999999997,0.91]
[120,0.1,600,600,1200,18,0,0.7,0.3,0,0,40.988999999999997,0.92]
[120,0.1,600,600,1200,18,500,0.7,0.3,0,0,40.988999999999997,0.92]
[120,0.1,600,600,1200,18,1000,0.7,0.3,0,0,40.988999999999997,0.92]
[120,0.1,600,600,1200,36,0,0.7,0.3,0,0,40.988999999999997,0.92]
[120,0.1,600,600,1200,36,500,0.7,0.3,0,0,40.988999999999997,0.92]
[120,0.1,600,600,1200,36,1000,0.7,0.3,0,0,40.988999999999997,0.92]
[120,0.1,600,600,1200,72,0,0.7,0.3,0,0,40.988999999999997,0.92]
[120,0.1,600,600,1200,72,500,0.7,0.3,0,0,40.988999999999997,0.92]
[120,0.1,600,600,1200,72,1000,0.7,0.3,0,0,40.988999999999997,0.92]
[120,0.1,600,600,1200,180,0,0.7,0.3,0,0,40.988999999999997,0.92]
[120,0.1,600,600,1200,180,500,0.7,0.3,0,0,40.988999999999997,0.92]
[120,0.1,600,600,1200,180,1000,0.7,0.3,0,0,40.988999999999997,0.92]
[120,0.1,600,600,1200,360,0,0.7,0.3,0,0,40.988999999999997,0.92]
[120,0.1,600,600,1200,360,500,0.7,0.3,0,0,40.988999999999997,0.92]
[120,0.1,600,600,1200,360,1000,0.7,0.3,0,0,40.988999999999997,0.92]
[120,0.1,600,600,2000,18,0,0.7,0.3,0,0,40.988999999999997,0.94]
[120,0.1,600,600,2000,18,500,0.7,0.3,0,0,40.988999999999997,0.94]
[120,0.1,600,600,2000,18,1000,0.7,0.3,0,0,40.988999999999997,0.94]
[120,0.1,600,600,2000,36,0,0.7,0.3,0,0,40.988999999999997,0.94]
[120,0.1,600,600,2000,36,500,0.7,0.3,0,0,40.988999999999997,0.94]
[120,0.1,600,600,2000,36,1000,0.7,0.3,0,0,40.988999999999997,0.94]
[120,0.1,600,600,2000,72,0,0.7,0.3,0,0,40.988999999999997,0.94]
[120,0.1,600,600,2000,72,500,0.7,0.3,0,0,40.988999999999997,0.94]
[120,0.1,600,600,2000,72,1000,0.7,0.3,0,0,40.988999999999997,0.94]
[120,0.1,600,600,2000,180,0,0.7,0.3,0,0,40.988999999999997,0.94]
[120,0.1,600,600,2000,180,500,0.7,0.3,0,0,40.988999999999997,0.94]
[120,0.1,600,600,2000,180,1000,0.7,0.3,0,0,40.988999999999997,0.94]
[120,0.1,600,600,2000,360,0,0.7,0.3,0,0,40.988999999999997,0.94]
[120,0.1,600,600,2000,360,500,0.7,0.3,0,0,40.988999999999997,0.94]
[120,0.1,600,600,2000,360,1000,0.7,0.3,0,0,40.988999999999997,0.94]
[120,0.15,100,300,800,12,0,0.67,0.33,0,0,13.663,0.92]
[120,0.15,100,300,800,12,500,0.67,0.33,0,0,13.663,0.92]
[120,0.15,100,300,800,12,1000,0.67,0.33,0,0,13.663,0.92]
[120,0.15,100,300,800,24,0,0.67,0.33,0,0,13.663,0.92]
[120,0.15,100,300,800,24,500,0.67,0.33,0,0,13.663,0.92]
[120,0.15,100,300,800,24,1000,0.67,0.33,0,0,13.663,0.92]
[120,0.15,100,300,800,48,0,0.67,0.33,0,0,13.663,0.92]
[120,0.15,100,300,800,48,500,0.67,0.33,0,0,13.663,0.92]
[120,0.15,100,300,800,48,1000,0.67,0.33,0,0,13.663,0.92]
[120,0.15,100,300,800,120,0,0.67,0.33,0,0,13.663,0.92]
[120,0.15,100,300,800,120,500,0.67,0.33,0,0,13.663,0.92]
[120,0.15,100,300,800,120,1000,0.67,0.33,0,0,13.663,0.92]
[120,0.15,100,300,800,240,0,0.67,0.33,0,0,13.663,0.92]
[120,0.15,100,300,800,240,500,0.67,0.33,0,0,13.663,0.92]
[120,0.15,100,300,800,240,1000,0.67,0.33,0,0,13.663,0.92]
[120,0.15,100,300,1200,12,0,0.67,0.33,0,0,13.663,0.94]
[120,0.15,100,300,1200,12,500,0.67,0.33,0,0,13.663,0.94]
[120,0.15,100,300,1200,12,1000,0.67,0.33,0,0,13.663,0.94]
[120,0.15,100,300,1200,24,0,0.67,0.33,0,0,13.663,0.94]
[120,0.15,100,300,1200,24,500,0.67,0.33,0,0,13.663,0.94]
[120,0.15,100,300,1200,24,1000,0.67,0.33,0,0,13.663,0.94]
[120,0.15,100,300,1200,48,0,0.67,0.33,0,0,13.663,0.94]
[120,0.15,100,300,1200,48,500,0.67,0.33,0,0,13.663,0.94]
[120,0.15,100,300,1200,48,1000,0.67,0.33,0,0,13.663,0.94]
[120,0.15,100,300,1200,120,0,0.67,0.33,0,0,13.663,0.94]
[120,0.15,100,300,1200,120,500,0.67,0.33,0,0,13.663,0.94]
[120,0.15,100,300,1200,120,1000,0.67,0.33,0,0,13.663,0.94]
[120,0.15,100,300,1200,240,0,0.67,0.33,0,0,13.663,0.94]
[120,0.15,100,300,1200,240,500,0.67,0.33,0,0,13.663,0.94]
[120,0.15,100,300,1200,240,1000,0.67,0.33,0,0,13.663,0.94]
[120,0.15,100,300,2000,12,0,0.67,0.33,0,0,13.663,0.96]
[120,0.15,100,300,2000,12,500,0.67,0.33,0,0,13.663,0.96]
[120,0.15,100,300,2000,12,1000,0.67,0.33,0,0,13.663,0.96]
[120,0.15,100,300,2000,24,0,0.67,0.33,0,0,13.663,0.96]
[120,0.15,100,300,2000,24,500,0.67,0.33,0,0,13.663,0.96]
[120,0.15,100,300,2000,24,1000,0.67,0.33,0,0,13.663,0.96]
[120,0.15,100,300,2000,48,0,0.67,0.33,0,0,13.663,0.96]
[120,0.15,100,300,2000,48,500,0.67,0.33,0,0,13.663,0.96]
[120,0.15,100,300,2000,48,1000,0.67,0.33,0,0,13.663,0.96]
[120,0.15,100,300,2000,120,0,0.67,0.33,0,0,13.663,0.96]
[120,0.15,100,300,2000,120,500,0.67,0.33,0,0,13.663,0.96]
[120,0.15,100,300,2000,120,1000,0.67,0.33,0,0,13.663,0.96]
[120,0.15,100,300,2000,240,0,0.67,0.33,0,0,13.663,0.96]
[120,0.15,100,300,2000,240,500,0.67,0.33,0,0,13.663,0.96]
[120,0.15,100,300,2000,240,1000,0.67,0.33,0,0,13.663,0.96]
[120,0.15,100,450,800,12,0,0.67,0.33,0,0,20.494,0.88]
[120,0.15,100,450,800,12,500,0.67,0.33,0,0,20.494,0.88]
[120,0.15,100,450,800,12,1000,0.67,0.33,0,0,20.494,0.88]
[120,0.15,100,450,800,24,0,0.67,0.33,0,0,20.494,0.88]
[120,0.15,100,450,800,24,500,0.67,0.33,0,0,20.494,0.88]
[120,0.15,100,450,800,24,1000,0.67,0.33,0,0,20.494,0.88]
[120,0.15,100,450,800,48,0,0.67,0.33,0,0,20.494,0.88]
[120,0.15,100,450,800,48,500,0.67,0.33,0,0,20.494,0.88]
[120,0.15,100,450,800,48,1000,0.67,0.33,0,0,20.494,0.88]
[120,0.15,100,450,800,120,0,0.67,0.33,0,0,20.494,0.88]
[120,0.15,100,450,800,120,500,0.67,0.33,0,0,20.494,0.88]
[120,0.15,100,450,800,120,1000,0.67,0.33,0,0,20.494,0.88]
[120,0.15,100,450,800,240,0,0.67,0.33,0,0,20.494,0.88]
[120,0.15,100,450,800,240,500,0.67,0.33,0,0,20.494,0.88]
[120,0.15,100,450,800,240,1000,0.67,0.33,0,0,20.494,0.88]
[120,0.15,100,450,1200,12,0,0.67,0.33,0,0,20.494,0.91]
[120,0.15,100,450,1200,12,500,0.67,0.33,0,0,20.494,0.91]
[120,0.15,100,450,1200,12,1000,0.67,0.33,0,0,20.494,0.91]
[120,0.15,100,450,1200,24,0,0.67,0.33,0,0,20.494,0.91]
[120,0.15,100,450,1200,24,500,0.67,0.33,0,0,20.494,0.91]
[120,0.15,100,450,1200,24,1000,0.67,0.33,0,0,20.494,0.91]
[120,0.15,100,450,1200,48,0,0.67,0.33,0,0,20.494,0.91]
[120,0.15,100,450,1200,48,500,0.67,0.33,0,0,20.494,0.91]
[120,0.15,100,450,1200,48,1000,0.67,0.33,0,0,20.494,0.91]
[120,0.15,100,450,1200,120,0,0.67,0.33,0,0,20.494,0.91]
[120,0.15,100,450,1200,120,500,0.67,0.33,0,0,20.494,0.91]
[120,0.15,100,450,1200,120,1000,0.67,0.33,0,0,20.494,0.91]
[120,0.15,100,450,1200,240,0,0.67,0.33,0,0,20.494,0.91]
[120,0.15,100,450,1200,240,500,0.67,0.33,0,0,20.494,0.91]
[120,0.15,100,450,1200,240,1000,0.67,0.33,0,0,20.494,0.91]
[120,0.15,100,450,2000,12,0,0.67,0.33,0,0,20.494,0.93]
[120,0.15,100,450,2000,12,500,0.67,0.33,0,0,20.494,0.93]
[120,0.15,100,450,2000,12,1000,0.67,0.33,0,0,20.494,0.93]
[120,0.15,100,450,2000,24,0,0.67,0.33,0,0,20.494,0.93]
[120,0.15,100,450,2000,24,500,0.67,0.33,0,0,20.494,0.93]
[120,0.15,100,450,2000,24,1000,0.67,0.33,0,0,20.494,0.93]
[120,0.15,100,450,2000,48,0,0.67,0.33,0,0,20.494,0.93]
[120,0.15,100,450,2000,48,500,0.67,0.33,0,0,20.494,0.93]
[120,0.15,100,450,2000,48,1000,0.67,0.33,0,0,20.494,0.93]
[120,0.15,100,450,2000,120,0,0.67,0.33,0,0,20.494,0.93]
[120,0.15,100,450,2000,120,500,0.67,0.33,0,0,20.494,0.93]
[120,0.15,100,450,2000,120,1000,0.67,0.33,0,0,20.494,0.93]
[120,0.15,100,450,2000,240,0,0.67,0.33,0,0,20.494,0.93]
[120,0.15,100,450,2000,240,500,0.67,0.33,0,0,20.494,0.93]
[120,0.15,100,450,2000,240,1000,0.67,0.33,0,0,20.494,0.93]
[120,0.15,100,600,800,12,0,0.67,0.33,0,0,20.494,0.85]
[120,0.15,100,600,800,12,500,0.67,0.33,0,0,20.494,0.85]
[120,0.15,100,600,800,12,1000,0.67,0.33,0,0,20.494,0.85]
[120,0.15,100,600,800,24,0,0.67,0.33,0,0,20.494,0.85]
[120,0.15,100,600,800,24,500,0.67,0.33,0,0,20.494,0.85]
[120,0.15,100,600,800,24,1000,0.67,0.33,0,0,20.494,0.85]
[120,0.15,100,600,800,48,0,0.67,0.33,0,0,20.494,0.85]
[120,0.15,100,600,800,48,500,0.67,0.33,0,0,20.494,0.85]
[120,0.15,100,600,800,48,1000,0.67,0.33,0,0,20.494,0.85]
[120,0.15,100,600,800,120,0,0.67,0.33,0,0,20.494,0.85]
[120,0.15,100,600,800,120,500,0.67,0.33,0,0,20.494,0.85]
[120,0.15,100,600,800,120,1000,0.67,0.33,0,0,20.494,0.85]
[120,0.15,100,600,800,240,0,0.67,0.33,0,0,20.494,0.85]
[120,0.15,100,600,800,240,500,0.67,0.33,0,0,20.494,0.85]
[120,0.15,100,600,800,240,1000,0.67,0.33,0,0,20.494,0.85]
[120,0.15,100,600,1200,12,0,0.67,0.33,0,0,20.494,0.88]
[120,0.15,100,600,1200,12,500,0.67,0.33,0,0,20.494,0.88]
[120,0.15,100,600,1200,12,1000,0.67,0.33,0,0,20.494,0.88]
[120,0.15,100,600,1200,24,0,0.67,0.33,0,0,20.494,0.88]
[120,0.15,100,600,1200,24,500,0.67,0.33,0,0,20.494,0.88]
[120,0.15,100,600,1200,24,1000,0.67,0.33,0,0,20.494,0.88]
[120,0.15,100,600,1200,48,0,0.67,0.33,0,0,20.494,0.88]
[120,0.15,100,600,1200,48,500,0.67,0.33,0,0,20.494,0.88]
[120,0.15,100,600,1200,48,1000,0.67,0.33,0,0,20.494,0.88]
[120,0.15,100,600,1200,120,0,0.67,0.33,0,0,20.494,0.88]
[120,0.15,100,600,1200,120,500,0.67,0.33,0,0,20.494,0.88]
[120,0.15,100,600,1200,120,1000,0.67,0.33,0,0,20.494,0.88]
[120,0.15,100,600,1200,240,0,0.67,0.33,0,0,20.494,0.88]
[120,0.15,100,600,1200,240,500,0.67,0.33,0,0,20.494,0.88]
[120,0.15,100,600,1200,240,1000,0.67,0.33,0,0,20.494,0.88]
[120,0.15,100,600,2000,12,0,0.67,0.33,0,0,20.494,0.92]
[120,0.15,100,600,2000,12,500,0.67,0.33,0,0,20.494,0.92]
[120,0.15,100,600,2000,12,1000,0.67,0.33,0,0,20.494,0.92]
[120,0.15,100,600,2000,24,0,0.67,0.33,0,0,20.494,0.92]
[120,0.15,100,600,2000,24,500,0.67,0.33,0,0,20.494,0.92]
[120,0.15,100,600,2000,24,1000,0.67,0.33,0,0,20.494,0.92]
[120,0.15,100,600,2000,48,0,0.67,0.33,0,0,20.494,0.92]
[120,0.15,100,600,2000,48,500,0.67,0.33,0,0,20.494,0.92]
[120,0.15,100,600,2000,48,1000,0.67,0.33,0,0,20.494,0.92]
[120,0.15,100,600,2000,120,0,0.67,0.33,0,0,20.494,0.92]
[120,0.15,100,600,2000,120,500,0.67,0.33,0,0,20.494,0.92]
[120,0.15,100,600,2000,120,1000,0.67,0.33,0,0,20.494,0.92]
[120,0.15,100,600,2000,240,0,0.67,0.33,0,0,20.494,0.92]
[120,0.15,100,600,2000,240,500,0.67,0.33,0,0,20.494,0.92]
[120,0.15,100,600,2000,240,1000,0.67,0.33,0,0,20.494,0.92]
[120,0.15,300,300,800,12,0,0.67,0.33,0,0,40.988999999999997,0.93]
[120,0.15,300,300,800,12,500,0.67,0.33,0,0,40.988999999999997,0.93]
[120,0.15,300,300,800,12,1000,0.67,0.33,0,0,40.988999999999997,0.93]
[120,0.15,300,300,800,24,0,0.67,0.33,0,0,40.988999999999997,0.93]
[120,0.15,300,300,800,24,500,0.67,0.33,0,0,40.988999999999997,0.93]
[120,0.15,300,300,800,24,1000,0.67,0.33,0,0,40.988999999999997,0.93]
[120,0.15,300,300,800,48,0,0.67,0.33,0,0,40.988999999999997,0.93]
[120,0.15,300,300,800,48,500,0.67,0.33,0,0,40.988999999999997,0.93]
[120,0.15,300,300,800,48,1000,0.67,0.33,0,0,40.988999999999997,0.93]
[120,0.15,300,300,800,120,0,0.67,0.33,0,0,40.988999999999997,0.93]
[120,0.15,300,300,800,120,500,0.67,0.33,0,0,40.988999999999997,0.93]
[120,0.15,300,300,800,120,1000,0.67,0.33,0,0,40.988999999999997,0.93]
[120,0.15,300,300,800,240,0,0.67,0.33,0,0,40.988999999999997,0.93]
[120,0.15,300,300,800,240,500,0.67,0.33,0,0,40.988999999999997,0.93]
[120,0.15,300,300,800,240,1000,0.67,0.33,0,0,40.988999999999997,0.93]
[120,0.15,300,300,1200,12,0,0.67,0.33,0,0,40.988999999999997,0.95]
[120,0.15,300,300,1200,12,500,0.67,0.33,0,0,40.988999999999997,0.95]
[120,0.15,300,300,1200,12,1000,0.67,0.33,0,0,40.988999999999997,0.95]
[120,0.15,300,300,1200,24,0,0.67,0.33,0,0,40.988999999999997,0.95]
[120,0.15,300,300,1200,24,500,0.67,0.33,0,0,40.988999999999997,0.95]
[120,0.15,300,300,1200,24,1000,0.67,0.33,0,0,40.988999999999997,0.95]
[120,0.15,300,300,1200,48,0,0.67,0.33,0,0,40.988999999999997,0.95]
[120,0.15,300,300,1200,48,500,0.67,0.33,0,0,40.988999999999997,0.95]
[120,0.15,300,300,1200,48,1000,0.67,0.33,0,0,40.988999999999997,0.95]
[120,0.15,300,300,1200,120,0,0.67,0.33,0,0,40.988999999999997,0.95]
[120,0.15,300,300,1200,120,500,0.67,0.33,0,0,40.988999999999997,0.95]
[120,0.15,300,300,1200,120,1000,0.67,0.33,0,0,40.988999999999997,0.95]
[120,0.15,300,300,1200,240,0,0.67,0.33,0,0,40.988999999999997,0.95]
[120,0.15,300,300,1200,240,500,0.67,0.33,0,0,40.988999999999997,0.95]
[120,0.15,300,300,1200,240,1000,0.67,0.33,0,0,40.988999999999997,0.95]
[120,0.15,300,300,2000,12,0,0.67,0.33,0,0,40.988999999999997,0.96]
[120,0.15,300,300,2000,12,500,0.67,0.33,0,0,40.988999999999997,0.96]
[120,0.15,300,300,2000,12,1000,0.67,0.33,0,0,40.988999999999997,0.96]
[120,0.15,300,300,2000,24,0,0.67,0.33,0,0,40.988999999999997,0.96]
[120,0.15,300,300,2000,24,500,0.67,0.33,0,0,40.988999999999997,0.96]
[120,0.15,300,300,2000,24,1000,0.67,0.33,0,0,40.988999999999997,0.96]
[120,0.15,300,300,2000,48,0,0.67,0.33,0,0,40.988999999999997,0.96]
[120,0.15,300,300,2000,48,500,0.67,0.33,0,0,40.988999999999997,0.96]
[120,0.15,300,300,2000,48,1000,0.67,0.33,0,0,40.988999999999997,0.96]
[120,0.15,300,300,2000,120,0,0.67,0.33,0,0,40.988999999999997,0.96]
[120,0.15,300,300,2000,120,500,0.67,0.33,0,0,40.988999999999997,0.96]
[120,0.15,300,300,2000,120,1000,0.67,0.33,0,0,40.988999999999997,0.96]
[120,0.15,300,300,2000,240,0,0.67,0.33,0,0,40.988999999999997,0.96]
[120,0.15,300,300,2000,240,500,0.67,0.33,0,0,40.988999999999997,0.96]
[120,0.15,300,300,2000,240,1000,0.67,0.33,0,0,40.988999999999997,0.96]
[120,0.15,300,450,800,12,0,0.67,0.33,0,0,40.988999999999997,0.9]
[120,0.15,300,450,800,12,500,0.67,0.33,0,0,40.988999999999997,0.9]
[120,0.15,300,450,800,12,1000,0.67,0.33,0,0,40.988999999999997,0.9]
[120,0.15,300,450,800,24,0,0.67,0.33,0,0,40.988999999999997,0.9]
[120,0.15,300,450,800,24,500,0.67,0.33,0,0,40.988999999999997,0.9]
[120,0.15,300,450,800,24,1000,0.67,0.33,0,0,40.988999999999997,0.9]
[120,0.15,300,450,800,48,0,0.67,0.33,0,0,40.988999999999997,0.9]
[120,0.15,300,450,800,48,500,0.67,0.33,0,0,40.988999999999997,0.9]
[120,0.15,300,450,800,48,1000,0.67,0.33,0,0,40.988999999999997,0.9]
[120,0.15,300,450,800,120,0,0.67,0.33,0,0,40.988999999999997,0.9]
[120,0.15,300,450,800,120,500,0.67,0.33,0,0,40.988999999999997,0.9]
[120,0.15,300,450,800,120,1000,0.67,0.33,0,0,40.988999999999997,0.9]
[120,0.15,300,450,800,240,0,0.67,0.33,0,0,40.988999999999997,0.9]
[120,0.15,300,450,800,240,500,0.67,0.33,0,0,40.988999999999997,0.9]
[120,0.15,300,450,800,240,1000,0.67,0.33,0,0,40.988999999999997,0.9]
[120,0.15,300,450,1200,12,0,0.67,0.33,0,0,40.988999999999997,0.92]
[120,0.15,300,450,1200,12,500,0.67,0.33,0,0,40.988999999999997,0.92]
[120,0.15,300,450,1200,12,1000,0.67,0.33,0,0,40.988999999999997,0.92]
[120,0.15,300,450,1200,24,0,0.67,0.33,0,0,40.988999999999997,0.92]
[120,0.15,300,450,1200,24,500,0.67,0.33,0,0,40.988999999999997,0.92]
[120,0.15,300,450,1200,24,1000,0.67,0.33,0,0,40.988999999999997,0.92]
[120,0.15,300,450,1200,48,0,0.67,0.33,0,0,40.988999999999997,0.92]
[120,0.15,300,450,1200,48,500,0.67,0.33,0,0,40.988999999999997,0.92]
[120,0.15,300,450,1200,48,1000,0.67,0.33,0,0,40.988999999999997,0.92]
[120,0.15,300,450,1200,120,0,0.67,0.33,0,0,40.988999999999997,0.92]
[120,0.15,300,450,1200,120,500,0.67,0.33,0,0,40.988999999999997,0.92]
[120,0.15,300,450,1200,120,1000,0.67,0.33,0,0,40.988999999999997,0.92]
[120,0.15,300,450,1200,240,0,0.67,0.33,0,0,40.988999999999997,0.92]
[120,0.15,300,450,1200,240,500,0.67,0.33,0,0,40.988999999999997,0.92]
[120,0.15,300,450,1200,240,1000,0.67,0.33,0,0,40.988999999999997,0.92]
[120,0.15,300,450,2000,12,0,0.67,0.33,0,0,40.988999999999997,0.94]
[120,0.15,300,450,2000,12,500,0.67,0.33,0,0,40.988999999999997,0.94]
[120,0.15,300,450,2000,12,1000,0.67,0.33,0,0,40.988999999999997,0.94]
[120,0.15,300,450,2000,24,0,0.67,0.33,0,0,40.988999999999997,0.94]
[120,0.15,300,450,2000,24,500,0.67,0.33,0,0,40.988999999999997,0.94]
[120,0.15,300,450,2000,24,1000,0.67,0.33,0,0,40.988999999999997,0.94]
[120,0.15,300,450,2000,48,0,0.67,0.33,0,0,40.988999999999997,0.94]
[120,0.15,300,450,2000,48,500,0.67,0.33,0,0,40.988999999999997,0.94]
[120,0.15,300,450,2000,48,1000,0.67,0.33,0,0,40.988999999999997,0.94]
[120,0.15,300,450,2000,120,0,0.67,0.33,0,0,40.988999999999997,0.94]
[120,0.15,300,450,2000,120,500,0.67,0.33,0,0,40.988999999999997,0.94]
[120,0.15,300,450,2000,120,1000,0.67,0.33,0,0,40.988999999999997,0.94]
[120,0.15,300,450,2000,240,0,0.67,0.33,0,0,40.988999999999997,0.94]
[120,0.15,300,450,2000,240,500,0.67,0.33,0,0,40.988999999999997,0.94]
[120,0.15,300,450,2000,240,1000,0.67,0.33,0,0,40.988999999999997,0.94]
[120,0.15,300,600,800,12,0,0.67,0.33,0,0,40.988999999999997,0.88]
[120,0.15,300,600,800,12,500,0.67,0.33,0,0,40.988999999999997,0.88]
[120,0.15,300,600,800,12,1000,0.67,0.33,0,0,40.988999999999997,0.88]
[120,0.15,300,600,800,24,0,0.67,0.33,0,0,40.988999999999997,0.88]
[120,0.15,300,600,800,24,500,0.67,0.33,0,0,40.988999999999997,0.88]
[120,0.15,300,600,800,24,1000,0.67,0.33,0,0,40.988999999999997,0.88]
[120,0.15,300,600,800,48,0,0.67,0.33,0,0,40.988999999999997,0.88]
[120,0.15,300,600,800,48,500,0.67,0.33,0,0,40.988999999999997,0.88]
[120,0.15,300,600,800,48,1000,0.67,0.33,0,0,40.988999999999997,0.88]
[120,0.15,300,600,800,120,0,0.67,0.33,0,0,40.988999999999997,0.88]
[120,0.15,300,600,800,120,500,0.67,0.33,0,0,40.988999999999997,0.88]
[120,0.15,300,600,800,120,1000,0.67,0.33,0,0,40.988999999999997,0.88]
[120,0.15,300,600,800,240,0,0.67,0.33,0,0,40.988999999999997,0.88]
[120,0.15,300,600,800,240,500,0.67,0.33,0,0,40.988999999999997,0.88]
[120,0.15,300,600,800,240,1000,0.67,0.33,0,0,40.988999999999997,0.88]
[120,0.15,300,600,1200,12,0,0.67,0.33,0,0,40.988999999999997,0.9]
[120,0.15,300,600,1200,12,500,0.67,0.33,0,0,40.988999999999997,0.9]
[120,0.15,300,600,1200,12,1000,0.67,0.33,0,0,40.988999999999997,0.9]
[120,0.15,300,600,1200,24,0,0.67,0.33,0,0,40.988999999999997,0.9]
[120,0.15,300,600,1200,24,500,0.67,0.33,0,0,40.988999999999997,0.9]
[120,0.15,300,600,1200,24,1000,0.67,0.33,0,0,40.988999999999997,0.9]
[120,0.15,300,600,1200,48,0,0.67,0.33,0,0,40.988999999999997,0.9]
[120,0.15,300,600,1200,48,500,0.67,0.33,0,0,40.988999999999997,0.9]
[120,0.15,300,600,1200,48,1000,0.67,0.33,0,0,40.988999999999997,0.9]
[120,0.15,300,600,1200,120,0,0.67,0.33,0,0,40.988999999999997,0.9]
[120,0.15,300,600,1200,120,500,0.67,0.33,0,0,40.988999999999997,0.9]
[120,0.15,300,600,1200,120,1000,0.67,0.33,0,0,40.988999999999997,0.9]
[120,0.15,300,600,1200,240,0,0.67,0.33,0,0,40.988999999999997,0.9]
[120,0.15,300,600,1200,240,500,0.67,0.33,0,0,40.988999999999997,0.9]
[120,0.15,300,600,1200,240,1000,0.67,0.33,0,0,40.988999999999997,0.9]
[120,0.15,300,600,2000,12,0,0.67,0.33,0,0,40.988999999999997,0.93]
[120,0.15,300,600,2000,12,500,0.67,0.33,0,0,40.988999999999997,0.93]
[120,0.15,300,600,2000,12,1000,0.67,0.33,0,0,40.988999999999997,0.93]
[120,0.15,300,600,2000,24,0,0.67,0.33,0,0,40.988999999999997,0.93]
[120,0.15,300,600,2000,24,500,0.67,0.33,0,0,40.988999999999997,0.93]
[120,0.15,300,600,2000,24,1000,0.67,0.33,0,0,40.988999999999997,0.93]
[120,0.15,300,600,2000,48,0,0.67,0.33,0,0,40.988999999999997,0.93]
[120,0.15,300,600,2000,48,500,0.67,0.33,0,0,40.988999999999997,0.93]
[120,0.15,300,600,2000,48,1000,0.67,0.33,0,0,40.988999999999997,0.93]
[120,0.15,300,600,2000,120,0,0.67,0.33,0,0,40.988999999999997,0.93]
[120,0.15,300,600,2000,120,500,0.67,0.33,0,0,40.988999999999997,0.93]
[120,0.15,300,600,2000,120,1000,0.67,0.33,0,0,40.988999999999997,0.93]
[120,0.15,300,600,2000,240,0,0.67,0.33,0,0,40.988999999999997,0.93]
[120,0.15,300,600,2000,240,500,0.67,0.33,0,0,40.988999999999997,0.93]
[120,0.15,300,600,2000,240,1000,0.67,0.33,0,0,40.988999999999997,0.93]
[120,0.15,600,300,800,12,0,0.68,0.33,0,0,0,0.95]
[120,0.15,600,300,800,12,500,0.68,0.33,0,0,0,0.95]
[120,0.15,600,300,800,12,1000,0.68,0.33,0,0,0,0.95]
[120,0.15,600,300,800,24,0,0.68,0.33,0,0,0,0.95]
[120,0.15,600,300,800,24,500,0.68,0.33,0,0,0,0.95]
[120,0.15,600,300,800,24,1000,0.68,0.33,0,0,0,0.95]
[120,0.15,600,300,800,48,0,0.68,0.33,0,0,0,0.95]
[120,0.15,600,300,800,48,500,0.68,0.33,0,0,0,0.95]
[120,0.15,600,300,800,48,1000,0.68,0.33,0,0,0,0.95]
[120,0.15,600,300,800,120,0,0.68,0.33,0,0,0,0.95]
[120,0.15,600,300,800,120,500,0.68,0.33,0,0,0,0.95]
[120,0.15,600,300,800,120,1000,0.68,0.33,0,0,0,0.95]
[120,0.15,600,300,800,240,0,0.68,0.33,0,0,0,0.95]
[120,0.15,600,300,800,240,500,0.68,0.33,0,0,0,0.95]
[120,0.15,600,300,800,240,1000,0.68,0.33,0,0,0,0.95]
[120,0.15,600,300,1200,12,0,0.68,0.33,0,0,0,0.96]
[120,0.15,600,300,1200,12,500,0.68,0.33,0,0,0,0.96]
[120,0.15,600,300,1200,12,1000,0.68,0.33,0,0,0,0.96]
[120,0.15,600,300,1200,24,0,0.68,0.33,0,0,0,0.96]
[120,0.15,600,300,1200,24,500,0.68,0.33,0,0,0,0.96]
[120,0.15,600,300,1200,24,1000,0.68,0.33,0,0,0,0.96]
[120,0.15,600,300,1200,48,0,0.68,0.33,0,0,0,0.96]
[120,0.15,600,300,1200,48,500,0.68,0.33,0,0,0,0.96]
[120,0.15,600,300,1200,48,1000,0.68,0.33,0,0,0,0.96]
[120,0.15,600,300,1200,120,0,0.68,0.33,0,0,0,0.96]
[120,0.15,600,300,1200,120,500,0.68,0.33,0,0,0,0.96]
[120,0.15,600,300,1200,120,1000,0.68,0.33,0,0,0,0.96]
[120,0.15,600,300,1200,240,0,0.68,0.33,0,0,0,0.96]
[120,0.15,600,300,1200,240,500,0.68,0.33,0,0,0,0.96]
[120,0.15,600,300,1200,240,1000,0.68,0.33,0,0,0,0.96]
[120,0.15,600,300,2000,12,0,0.68,0.33,0,0,0,0.97]
[120,0.15,600,300,2000,12,500,0.68,0.33,0,0,0,0.97]
[120,0.15,600,300,2000,12,1000,0.68,0.33,0,0,0,0.97]
[120,0.15,600,300,2000,24,0,0.68,0.33,0,0,0,0.97]
[120,0.15,600,300,2000,24,500,0.68,0.33,0,0,0,0.97]
[120,0.15,600,300,2000,24,1000,0.68,0.33,0,0,0,0.97]
[120,0.15,600,300,2000,48,0,0.68,0.33,0,0,0,0.97]
[120,0.15,600,300,2000,48,500,0.68,0.33,0,0,0,0.97]
[120,0.15,600,300,2000,48,1000,0.68,0.33,0,0,0,0.97]
[120,0.15,600,300,2000,120,0,0.68,0.33,0,0,0,0.97]
[120,0.15,600,300,2000,120,500,0.68,0.33,0,0,0,0.97]
[120,0.15,600,300,2000,120,1000,0.68,0.33,0,0,0,0.97]
[120,0.15,600,300,2000,240,0,0.68,0.33,0,0,0,0.97]
[120,0.15,600,300,2000,240,500,0.68,0.33,0,0,0,0.97]
[120,0.15,600,300,2000,240,1000,0.68,0.33,0,0,0,0.97]
[120,0.15,600,450,800,12,0,0.67,0.33,0,0,0,0.93]
[120,0.15,600,450,800,12,500,0.67,0.33,0,0,0,0.93]
[120,0.15,600,450,800,12,1000,0.67,0.33,0,0,0,0.93]
[120,0.15,600,450,800,24,0,0.67,0.33,0,0,0,0.93]
[120,0.15,600,450,800,24,500,0.67,0.33,0,0,0,0.93]
[120,0.15,600,450,800,24,1000,0.67,0.33,0,0,0,0.93]
[120,0.15,600,450,800,48,0,0.67,0.33,0,0,0,0.93]
[120,0.15,600,450,800,48,500,0.67,0.33,0,0,0,0.93]
[120,0.15,600,450,800,48,1000,0.67,0.33,0,0,0,0.93]
[120,0.15,600,450,800,120,0,0.67,0.33,0,0,0,0.93]
[120,0.15,600,450,800,120,500,0.67,0.33,0,0,0,0.93]
[120,0.15,600,450,800,120,1000,0.67,0.33,0,0,0,0.93]
[120,0.15,600,450,800,240,0,0.67,0.33,0,0,0,0.93]
[120,0.15,600,450,800,240,500,0.67,0.33,0,0,0,0.93]
[120,0.15,600,450,800,240,1000,0.67,0.33,0,0,0,0.93]
[120,0.15,600,450,1200,12,0,0.67,0.33,0,0,0,0.94]
[120,0.15,600,450,1200,12,500,0.67,0.33,0,0,0,0.94]
[120,0.15,600,450,1200,12,1000,0.67,0.33,0,0,0,0.94]
[120,0.15,600,450,1200,24,0,0.67,0.33,0,0,0,0.94]
[120,0.15,600,450,1200,24,500,0.67,0.33,0,0,0,0.94]
[120,0.15,600,450,1200,24,1000,0.67,0.33,0,0,0,0.94]
[120,0.15,600,450,1200,48,0,0.67,0.33,0,0,0,0.94]
[120,0.15,600,450,1200,48,500,0.67,0.33,0,0,0,0.94]
[120,0.15,600,450,1200,48,1000,0.67,0.33,0,0,0,0.94]
[120,0.15,600,450,1200,120,0,0.67,0.33,0,0,0,0.94]
[120,0.15,600,450,1200,120,500,0.67,0.33,0,0,0,0.94]
[120,0.15,600,450,1200,120,1000,0.67,0.33,0,0,0,0.94]
[120,0.15,600,450,1200,240,0,0.67,0.33,0,0,0,0.94]
[120,0.15,600,450,1200,240,500,0.67,0.33,0,0,0,0.94]
[120,0.15,600,450,1200,240,1000,0.67,0.33,0,0,0,0.94]
[120,0.15,600,450,2000,12,0,0.67,0.33,0,0,0,0.95]
[120,0.15,600,450,2000,12,500,0.67,0.33,0,0,0,0.95]
[120,0.15,600,450,2000,12,1000,0.67,0.33,0,0,0,0.95]
[120,0.15,600,450,2000,24,0,0.67,0.33,0,0,0,0.95]
[120,0.15,600,450,2000,24,500,0.67,0.33,0,0,0,0.95]
[120,0.15,600,450,2000,24,1000,0.67,0.33,0,0,0,0.95]
[120,0.15,600,450,2000,48,0,0.67,0.33,0,0,0,0.95]
[120,0.15,600,450,2000,48,500,0.67,0.33,0,0,0,0.95]
[120,0.15,600,450,2000,48,1000,0.67,0.33,0,0,0,0.95]
[120,0.15,600,450,2000,120,0,0.67,0.33,0,0,0,0.95]
[120,0.15,600,450,2000,120,500,0.67,0.33,0,0,0,0.95]
[120,0.15,600,450,2000,120,1000,0.67,0.33,0,0,0,0.95]
[120,0.15,600,450,2000,240,0,0.67,0.33,0,0,0,0.95]
[120,0.15,600,450,2000,240,500,0.67,0.33,0,0,0,0.95]
[120,0.15,600,450,2000,240,1000,0.67,0.33,0,0,0,0.95]
[120,0.15,600,600,800,12,0,0.67,0.33,0,0,0,0.91]
[120,0.15,600,600,800,12,500,0.67,0.33,0,0,0,0.91]
[120,0.15,600,600,800,12,1000,0.67,0.33,0,0,0,0.91]
[120,0.15,600,600,800,24,0,0.67,0.33,0,0,0,0.91]
[120,0.15,600,600,800,24,500,0.67,0.33,0,0,0,0.91]
[120,0.15,600,600,800,24,1000,0.67,0.33,0,0,0,0.91]
[120,0.15,600,600,800,48,0,0.67,0.33,0,0,0,0.91]
[120,0.15,600,600,800,48,500,0.67,0.33,0,0,0,0.91]
[120,0.15,600,600,800,48,1000,0.67,0.33,0,0,0,0.91]
[120,0.15,600,600,800,120,0,0.67,0.33,0,0,0,0.91]
[120,0.15,600,600,800,120,500,0.67,0.33,0,0,0,0.91]
[120,0.15,600,600,800,120,1000,0.67,0.33,0,0,0,0.91]
[120,0.15,600,600,800,240,0,0.67,0.33,0,0,0,0.91]
[120,0.15,600,600,800,240,500,0.67,0.33,0,0,0,0.91]
[120,0.15,600,600,800,240,1000,0.67,0.33,0,0,0,0.91]
[120,0.15,600,600,1200,12,0,0.67,0.33,0,0,0,0.92]
[120,0.15,600,600,1200,12,500,0.67,0.33,0,0,0,0.92]
[120,0.15,600,600,1200,12,1000,0.67,0.33,0,0,0,0.92]
[120,0.15,600,600,1200,24,0,0.67,0.33,0,0,0,0.92]
[120,0.15,600,600,1200,24,500,0.67,0.33,0,0,0,0.92]
[120,0.15,600,600,1200,24,1000,0.67,0.33,0,0,0,0.92]
[120,0.15,600,600,1200,48,0,0.67,0.33,0,0,0,0.92]
[120,0.15,600,600,1200,48,500,0.67,0.33,0,0,0,0.92]
[120,0.15,600,600,1200,48,1000,0.67,0.33,0,0,0,0.92]
[120,0.15,600,600,1200,120,0,0.67,0.33,0,0,0,0.92]
[120,0.15,600,600,1200,120,500,0.67,0.33,0,0,0,0.92]
[120,0.15,600,600,1200,120,1000,0.67,0.33,0,0,0,0.92]
[120,0.15,600,600,1200,240,0,0.67,0.33,0,0,0,0.92]
[120,0.15,600,600,1200,240,500,0.67,0.33,0,0,0,0.92]
[120,0.15,600,600,1200,240,1000,0.67,0.33,0,0,0,0.92]
[120,0.15,600,600,2000,12,0,0.67,0.33,0,0,0,0.94]
[120,0.15,600,600,2000,12,500,0.67,0.33,0,0,0,0.94]
[120,0.15,600,600,2000,12,1000,0.67,0.33,0,0,0,0.94]
[120,0.15,600,600,2000,24,0,0.67,0.33,0,0,0,0.94]
[120,0.15,600,600,2000,24,500,0.67,0.33,0,0,0,0.94]
[120,0.15,600,600,2000,24,1000,0.67,0.33,0,0,0,0.94]
[120,0.15,600,600,2000,48,0,0.67,0.33,0,0,0,0.94]
[120,0.15,600,600,2000,48,500,0.67,0.33,0,0,0,0.94]
[120,0.15,600,600,2000,48,1000,0.67,0.33,0,0,0,0.94]
[120,0.15,600,600,2000,120,0,0.67,0.33,0,0,0,0.94]
[120,0.15,600,600,2000,120,500,0.67,0.33,0,0,0,0.94]
[120,0.15,600,600,2000,120,1000,0.67,0.33,0,0,0,0.94]
[120,0.15,600,600,2000,240,0,0.67,0.33,0,0,0,0.94]
[120,0.15,600,600,2000,240,500,0.67,0.33,0,0,0,0.94]
[120,0.15,600,600,2000,240,1000,0.67,0.33,0,0,0,0.94]
[120,0.2,100,300,800,9,0,0.64,0.36,0,0,40.988999999999997,0.91]
[120,0.2,100,300,800,9,500,0.64,0.36,0,0,40.988999999999997,0.91]
[120,0.2,100,300,800,9,1000,0.64,0.36,0,0,40.988999999999997,0.91]
[120,0.2,100,300,800,18,0,0.64,0.36,0,0,40.988999999999997,0.91]
[120,0.2,100,300,800,18,500,0.64,0.36,0,0,40.988999999999997,0.91]
[120,0.2,100,300,800,18,1000,0.64,0.36,0,0,40.988999999999997,0.91]
[120,0.2,100,300,800,36,0,0.64,0.36,0,0,40.988999999999997,0.91]
[120,0.2,100,300,800,36,500,0.64,0.36,0,0,40.988999999999997,0.91]
[120,0.2,100,300,800,36,1000,0.64,0.36,0,0,40.988999999999997,0.91]
[120,0.2,100,300,800,90,0,0.64,0.36,0,0,40.988999999999997,0.91]
[120,0.2,100,300,800,90,500,0.64,0.36,0,0,40.988999999999997,0.91]
[120,0.2,100,300,800,90,1000,0.64,0.36,0,0,40.988999999999997,0.91]
[120,0.2,100,300,800,180,0,0.64,0.36,0,0,40.988999999999997,0.91]
[120,0.2,100,300,800,180,500,0.64,0.36,0,0,40.988999999999997,0.91]
[120,0.2,100,300,800,180,1000,0.64,0.36,0,0,40.988999999999997,0.91]
[120,0.2,100,300,1200,9,0,0.64,0.36,0,0,40.988999999999997,0.94]
[120,0.2,100,300,1200,9,500,0.64,0.36,0,0,40.988999999999997,0.94]
[120,0.2,100,300,1200,9,1000,0.64,0.36,0,0,40.988999999999997,0.94]
[120,0.2,100,300,1200,18,0,0.64,0.36,0,0,40.988999999999997,0.94]
[120,0.2,100,300,1200,18,500,0.64,0.36,0,0,40.988999999999997,0.94]
[120,0.2,100,300,1200,18,1000,0.64,0.36,0,0,40.988999999999997,0.94]
[120,0.2,100,300,1200,36,0,0.64,0.36,0,0,40.988999999999997,0.94]
[120,0.2,100,300,1200,36,500,0.64,0.36,0,0,40.988999999999997,0.94]
[120,0.2,100,300,1200,36,1000,0.64,0.36,0,0,40.988999999999997,0.94]
[120,0.2,100,300,1200,90,0,0.64,0.36,0,0,40.988999999999997,0.94]
[120,0.2,100,300,1200,90,500,0.64,0.36,0,0,40.988999999999997,0.94]
[120,0.2,100,300,1200,90,1000,0.64,0.36,0,0,40.988999999999997,0.94]
[120,0.2,100,300,1200,180,0,0.64,0.36,0,0,40.988999999999997,0.94]
[120,0.2,100,300,1200,180,500,0.64,0.36,0,0,40.988999999999997,0.94]
[120,0.2,100,300,1200,180,1000,0.64,0.36,0,0,40.988999999999997,0.94]
[120,0.2,100,300,2000,9,0,0.64,0.36,0,0,40.988999999999997,0.96]
[120,0.2,100,300,2000,9,500,0.64,0.36,0,0,40.988999999999997,0.96]
[120,0.2,100,300,2000,9,1000,0.64,0.36,0,0,40.988999999999997,0.96]
[120,0.2,100,300,2000,18,0,0.64,0.36,0,0,40.988999999999997,0.96]
[120,0.2,100,300,2000,18,500,0.64,0.36,0,0,40.988999999999997,0.96]
[120,0.2,100,300,2000,18,1000,0.64,0.36,0,0,40.988999999999997,0.96]
[120,0.2,100,300,2000,36,0,0.64,0.36,0,0,40.988999999999997,0.96]
[120,0.2,100,300,2000,36,500,0.64,0.36,0,0,40.988999999999997,0.96]
[120,0.2,100,300,2000,36,1000,0.64,0.36,0,0,40.988999999999997,0.96]
[120,0.2,100,300,2000,90,0,0.64,0.36,0,0,40.988999999999997,0.96]
[120,0.2,100,300,2000,90,500,0.64,0.36,0,0,40.988999999999997,0.96]
[120,0.2,100,300,2000,90,1000,0.64,0.36,0,0,40.988999999999997,0.96]
[120,0.2,100,300,2000,180,0,0.64,0.36,0,0,40.988999999999997,0.96]
[120,0.2,100,300,2000,180,500,0.64,0.36,0,0,40.988999999999997,0.96]
[120,0.2,100,300,2000,180,1000,0.64,0.36,0,0,40.988999999999997,0.96]
[120,0.2,100,450,800,9,0,0.63,0.37,0,0,40.988999999999997,0.88]
[120,0.2,100,450,800,9,500,0.63,0.37,0,0,40.988999999999997,0.88]
[120,0.2,100,450,800,9,1000,0.63,0.37,0,0,40.988999999999997,0.88]
[120,0.2,100,450,800,18,0,0.63,0.37,0,0,40.988999999999997,0.88]
[120,0.2,100,450,800,18,500,0.63,0.37,0,0,40.988999999999997,0.88]
[120,0.2,100,450,800,18,1000,0.63,0.37,0,0,40.988999999999997,0.88]
[120,0.2,100,450,800,36,0,0.63,0.37,0,0,40.988999999999997,0.88]
[120,0.2,100,450,800,36,500,0.63,0.37,0,0,40.988999999999997,0.88]
[120,0.2,100,450,800,36,1000,0.63,0.37,0,0,40.988999999999997,0.88]
[120,0.2,100,450,800,90,0,0.63,0.37,0,0,40.988999999999997,0.88]
[120,0.2,100,450,800,90,500,0.63,0.37,0,0,40.988999999999997,0.88]
[120,0.2,100,450,800,90,1000,0.63,0.37,0,0,40.988999999999997,0.88]
[120,0.2,100,450,800,180,0,0.63,0.37,0,0,40.988999999999997,0.88]
[120,0.2,100,450,800,180,500,0.63,0.37,0,0,40.988999999999997,0.88]
[120,0.2,100,450,800,180,1000,0.63,0.37,0,0,40.988999999999997,0.88]
[120,0.2,100,450,1200,9,0,0.63,0.37,0,0,40.988999999999997,0.91]
[120,0.2,100,450,1200,9,500,0.63,0.37,0,0,40.988999999999997,0.91]
[120,0.2,100,450,1200,9,1000,0.63,0.37,0,0,40.988999999999997,0.91]
[120,0.2,100,450,1200,18,0,0.63,0.37,0,0,40.988999999999997,0.91]
[120,0.2,100,450,1200,18,500,0.63,0.37,0,0,40.988999999999997,0.91]
[120,0.2,100,450,1200,18,1000,0.63,0.37,0,0,40.988999999999997,0.91]
[120,0.2,100,450,1200,36,0,0.63,0.37,0,0,40.988999999999997,0.91]
[120,0.2,100,450,1200,36,500,0.63,0.37,0,0,40.988999999999997,0.91]
[120,0.2,100,450,1200,36,1000,0.63,0.37,0,0,40.988999999999997,0.91]
[120,0.2,100,450,1200,90,0,0.63,0.37,0,0,40.988999999999997,0.91]
[120,0.2,100,450,1200,90,500,0.63,0.37,0,0,40.988999999999997,0.91]
[120,0.2,100,450,1200,90,1000,0.63,0.37,0,0,40.988999999999997,0.91]
[120,0.2,100,450,1200,180,0,0.63,0.37,0,0,40.988999999999997,0.91]
[120,0.2,100,450,1200,180,500,0.63,0.37,0,0,40.988999999999997,0.91]
[120,0.2,100,450,1200,180,1000,0.63,0.37,0,0,40.988999999999997,0.91]
[120,0.2,100,450,2000,9,0,0.63,0.37,0,0,40.988999999999997,0.93]
[120,0.2,100,450,2000,9,500,0.63,0.37,0,0,40.988999999999997,0.93]
[120,0.2,100,450,2000,9,1000,0.63,0.37,0,0,40.988999999999997,0.93]
[120,0.2,100,450,2000,18,0,0.63,0.37,0,0,40.988999999999997,0.93]
[120,0.2,100,450,2000,18,500,0.63,0.37,0,0,40.988999999999997,0.93]
[120,0.2,100,450,2000,18,1000,0.63,0.37,0,0,40.988999999999997,0.93]
[120,0.2,100,450,2000,36,0,0.63,0.37,0,0,40.988999999999997,0.93]
[120,0.2,100,450,2000,36,500,0.63,0.37,0,0,40.988999999999997,0.93]
[120,0.2,100,450,2000,36,1000,0.63,0.37,0,0,40.988999999999997,0.93]
[120,0.2,100,450,2000,90,0,0.63,0.37,0,0,40.988999999999997,0.93]
[120,0.2,100,450,2000,90,500,0.63,0.37,0,0,40.988999999999997,0.93]
[120,0.2,100,450,2000,90,1000,0.63,0.37,0,0,40.988999999999997,0.93]
[120,0.2,100,450,2000,180,0,0.63,0.37,0,0,40.988999999999997,0.93]
[120,0.2,100,450,2000,180,500,0.63,0.37,0,0,40.988999999999997,0.93]
[120,0.2,100,450,2000,180,1000,0.63,0.37,0,0,40.988999999999997,0.93]
[120,0.2,100,600,800,9,0,0.63,0.37,0,0,40.988999999999997,0.85]
[120,0.2,100,600,800,9,500,0.63,0.37,0,0,40.988999999999997,0.85]
[120,0.2,100,600,800,9,1000,0.63,0.37,0,0,40.988999999999997,0.85]
[120,0.2,100,600,800,18,0,0.63,0.37,0,0,40.988999999999997,0.85]
[120,0.2,100,600,800,18,500,0.63,0.37,0,0,40.988999999999997,0.85]
[120,0.2,100,600,800,18,1000,0.63,0.37,0,0,40.988999999999997,0.85]
[120,0.2,100,600,800,36,0,0.63,0.37,0,0,40.988999999999997,0.85]
[120,0.2,100,600,800,36,500,0.63,0.37,0,0,40.988999999999997,0.85]
[120,0.2,100,600,800,36,1000,0.63,0.37,0,0,40.988999999999997,0.85]
[120,0.2,100,600,800,90,0,0.63,0.37,0,0,40.988999999999997,0.85]
[120,0.2,100,600,800,90,500,0.63,0.37,0,0,40.988999999999997,0.85]
[120,0.2,100,600,800,90,1000,0.63,0.37,0,0,40.988999999999997,0.85]
[120,0.2,100,600,800,180,0,0.63,0.37,0,0,40.988999999999997,0.85]
[120,0.2,100,600,800,180,500,0.63,0.37,0,0,40.988999999999997,0.85]
[120,0.2,100,600,800,180,1000,0.63,0.37,0,0,40.988999999999997,0.85]
[120,0.2,100,600,1200,9,0,0.63,0.37,0,0,40.988999999999997,0.88]
[120,0.2,100,600,1200,9,500,0.63,0.37,0,0,40.988999999999997,0.88]
[120,0.2,100,600,1200,9,1000,0.63,0.37,0,0,40.988999999999997,0.88]
[120,0.2,100,600,1200,18,0,0.63,0.37,0,0,40.988999999999997,0.88]
[120,0.2,100,600,1200,18,500,0.63,0.37,0,0,40.988999999999997,0.88]
[120,0.2,100,600,1200,18,1000,0.63,0.37,0,0,40.988999999999997,0.88]
[120,0.2,100,600,1200,36,0,0.63,0.37,0,0,40.988999999999997,0.88]
[120,0.2,100,600,1200,36,500,0.63,0.37,0,0,40.988999999999997,0.88]
[120,0.2,100,600,1200,36,1000,0.63,0.37,0,0,40.988999999999997,0.88]
[120,0.2,100,600,1200,90,0,0.63,0.37,0,0,40.988999999999997,0.88]
[120,0.2,100,600,1200,90,500,0.63,0.37,0,0,40.988999999999997,0.88]
[120,0.2,100,600,1200,90,1000,0.63,0.37,0,0,40.988999999999997,0.88]
[120,0.2,100,600,1200,180,0,0.63,0.37,0,0,40.988999999999997,0.88]
[120,0.2,100,600,1200,180,500,0.63,0.37,0,0,40.988999999999997,0.88]
[120,0.2,100,600,1200,180,1000,0.63,0.37,0,0,40.988999999999997,0.88]
[120,0.2,100,600,2000,9,0,0.63,0.37,0,0,40.988999999999997,0.92]
[120,0.2,100,600,2000,9,500,0.63,0.37,0,0,40.988999999999997,0.92]
[120,0.2,100,600,2000,9,1000,0.63,0.37,0,0,40.988999999999997,0.92]
[120,0.2,100,600,2000,18,0,0.63,0.37,0,0,40.988999999999997,0.92]
[120,0.2,100,600,2000,18,500,0.63,0.37,0,0,40.988999999999997,0.92]
[120,0.2,100,600,2000,18,1000,0.63,0.37,0,0,40.988999999999997,0.92]
[120,0.2,100,600,2000,36,0,0.63,0.37,0,0,40.988999999999997,0.92]
[120,0.2,100,600,2000,36,500,0.63,0.37,0,0,40.988999999999997,0.92]
[120,0.2,100,600,2000,36,1000,0.63,0.37,0,0,40.988999999999997,0.92]
[120,0.2,100,600,2000,90,0,0.63,0.37,0,0,40.988999999999997,0.92]
[120,0.2,100,600,2000,90,500,0.63,0.37,0,0,40.988999999999997,0.92]
[120,0.2,100,600,2000,90,1000,0.63,0.37,0,0,40.988999999999997,0.92]
[120,0.2,100,600,2000,180,0,0.63,0.37,0,0,40.988999999999997,0.92]
[120,0.2,100,600,2000,180,500,0.63,0.37,0,0,40.988999999999997,0.92]
[120,0.2,100,600,2000,180,1000,0.63,0.37,0,0,40.988999999999997,0.92]
[120,0.2,300,300,800,9,0,0.64,0.36,0,0,40.988999999999997,0.93]
[120,0.2,300,300,800,9,500,0.64,0.36,0,0,40.988999999999997,0.93]
[120,0.2,300,300,800,9,1000,0.64,0.36,0,0,40.988999999999997,0.93]
[120,0.2,300,300,800,18,0,0.64,0.36,0,0,40.988999999999997,0.93]
[120,0.2,300,300,800,18,500,0.64,0.36,0,0,40.988999999999997,0.93]
[120,0.2,300,300,800,18,1000,0.64,0.36,0,0,40.988999999999997,0.93]
[120,0.2,300,300,800,36,0,0.64,0.36,0,0,40.988999999999997,0.93]
[120,0.2,300,300,800,36,500,0.64,0.36,0,0,40.988999999999997,0.93]
[120,0.2,300,300,800,36,1000,0.64,0.36,0,0,40.988999999999997,0.93]
[120,0.2,300,300,800,90,0,0.64,0.36,0,0,40.988999999999997,0.93]
[120,0.2,300,300,800,90,500,0.64,0.36,0,0,40.988999999999997,0.93]
[120,0.2,300,300,800,90,1000,0.64,0.36,0,0,40.988999999999997,0.93]
[120,0.2,300,300,800,180,0,0.64,0.36,0,0,40.988999999999997,0.93]
[120,0.2,300,300,800,180,500,0.64,0.36,0,0,40.988999999999997,0.93]
[120,0.2,300,300,800,180,1000,0.64,0.36,0,0,40.988999999999997,0.93]
[120,0.2,300,300,1200,9,0,0.64,0.36,0,0,40.988999999999997,0.95]
[120,0.2,300,300,1200,9,500,0.64,0.36,0,0,40.988999999999997,0.95]
[120,0.2,300,300,1200,9,1000,0.64,0.36,0,0,40.988999999999997,0.95]
[120,0.2,300,300,1200,18,0,0.64,0.36,0,0,40.988999999999997,0.95]
[120,0.2,300,300,1200,18,500,0.64,0.36,0,0,40.988999999999997,0.95]
[120,0.2,300,300,1200,18,1000,0.64,0.36,0,0,40.988999999999997,0.95]
[120,0.2,300,300,1200,36,0,0.64,0.36,0,0,40.988999999999997,0.95]
[120,0.2,300,300,1200,36,500,0.64,0.36,0,0,40.988999999999997,0.95]
[120,0.2,300,300,1200,36,1000,0.64,0.36,0,0,40.988999999999997,0.95]
[120,0.2,300,300,1200,90,0,0.64,0.36,0,0,40.988999999999997,0.95]
[120,0.2,300,300,1200,90,500,0.64,0.36,0,0,40.988999999999997,0.95]
[120,0.2,300,300,1200,90,1000,0.64,0.36,0,0,40.988999999999997,0.95]
[120,0.2,300,300,1200,180,0,0.64,0.36,0,0,40.988999999999997,0.95]
[120,0.2,300,300,1200,180,500,0.64,0.36,0,0,40.988999999999997,0.95]
[120,0.2,300,300,1200,180,1000,0.64,0.36,0,0,40.988999999999997,0.95]
[120,0.2,300,300,2000,9,0,0.64,0.36,0,0,40.988999999999997,0.96]
[120,0.2,300,300,2000,9,500,0.64,0.36,0,0,40.988999999999997,0.96]
[120,0.2,300,300,2000,9,1000,0.64,0.36,0,0,40.988999999999997,0.96]
[120,0.2,300,300,2000,18,0,0.64,0.36,0,0,40.988999999999997,0.96]
[120,0.2,300,300,2000,18,500,0.64,0.36,0,0,40.988999999999997,0.96]
[120,0.2,300,300,2000,18,1000,0.64,0.36,0,0,40.988999999999997,0.96]
[120,0.2,300,300,2000,36,0,0.64,0.36,0,0,40.988999999999997,0.96]
[120,0.2,300,300,2000,36,500,0.64,0.36,0,0,40.988999999999997,0.96]
[120,0.2,300,300,2000,36,1000,0.64,0.36,0,0,40.988999999999997,0.96]
[120,0.2,300,300,2000,90,0,0.64,0.36,0,0,40.988999999999997,0.96]
[120,0.2,300,300,2000,90,500,0.64,0.36,0,0,40.988999999999997,0.96]
[120,0.2,300,300,2000,90,1000,0.64,0.36,0,0,40.988999999999997,0.96]
[120,0.2,300,300,2000,180,0,0.64,0.36,0,0,40.988999999999997,0.96]
[120,0.2,300,300,2000,180,500,0.64,0.36,0,0,40.988999999999997,0.96]
[120,0.2,300,300,2000,180,1000,0.64,0.36,0,0,40.988999999999997,0.96]
[120,0.2,300,450,800,9,0,0.64,0.37,0,0,40.988999999999997,0.9]
[120,0.2,300,450,800,9,500,0.64,0.37,0,0,40.988999999999997,0.9]
[120,0.2,300,450,800,9,1000,0.64,0.37,0,0,40.988999999999997,0.9]
[120,0.2,300,450,800,18,0,0.64,0.37,0,0,40.988999999999997,0.9]
[120,0.2,300,450,800,18,500,0.64,0.37,0,0,40.988999999999997,0.9]
[120,0.2,300,450,800,18,1000,0.64,0.37,0,0,40.988999999999997,0.9]
[120,0.2,300,450,800,36,0,0.64,0.37,0,0,40.988999999999997,0.9]
[120,0.2,300,450,800,36,500,0.64,0.37,0,0,40.988999999999997,0.9]
[120,0.2,300,450,800,36,1000,0.64,0.37,0,0,40.988999999999997,0.9]
[120,0.2,300,450,800,90,0,0.64,0.37,0,0,40.988999999999997,0.9]
[120,0.2,300,450,800,90,500,0.64,0.37,0,0,40.988999999999997,0.9]
[120,0.2,300,450,800,90,1000,0.64,0.37,0,0,40.988999999999997,0.9]
[120,0.2,300,450,800,180,0,0.64,0.37,0,0,40.988999999999997,0.9]
[120,0.2,300,450,800,180,500,0.64,0.37,0,0,40.988999999999997,0.9]
[120,0.2,300,450,800,180,1000,0.64,0.37,0,0,40.988999999999997,0.9]
[120,0.2,300,450,1200,9,0,0.64,0.37,0,0,40.988999999999997,0.92]
[120,0.2,300,450,1200,9,500,0.64,0.37,0,0,40.988999999999997,0.92]
[120,0.2,300,450,1200,9,1000,0.64,0.37,0,0,40.988999999999997,0.92]
[120,0.2,300,450,1200,18,0,0.64,0.37,0,0,40.988999999999997,0.92]
[120,0.2,300,450,1200,18,500,0.64,0.37,0,0,40.988999999999997,0.92]
[120,0.2,300,450,1200,18,1000,0.64,0.37,0,0,40.988999999999997,0.92]
[120,0.2,300,450,1200,36,0,0.64,0.37,0,0,40.988999999999997,0.92]
[120,0.2,300,450,1200,36,500,0.64,0.37,0,0,40.988999999999997,0.92]
[120,0.2,300,450,1200,36,1000,0.64,0.37,0,0,40.988999999999997,0.92]
[120,0.2,300,450,1200,90,0,0.64,0.37,0,0,40.988999999999997,0.92]
[120,0.2,300,450,1200,90,500,0.64,0.37,0,0,40.988999999999997,0.92]
[120,0.2,300,450,1200,90,1000,0.64,0.37,0,0,40.988999999999997,0.92]
[120,0.2,300,450,1200,180,0,0.64,0.37,0,0,40.988999999999997,0.92]
[120,0.2,300,450,1200,180,500,0.64,0.37,0,0,40.988999999999997,0.92]
[120,0.2,300,450,1200,180,1000,0.64,0.37,0,0,40.988999999999997,0.92]
[120,0.2,300,450,2000,9,0,0.64,0.37,0,0,40.988999999999997,0.94]
[120,0.2,300,450,2000,9,500,0.64,0.37,0,0,40.988999999999997,0.94]
[120,0.2,300,450,2000,9,1000,0.64,0.37,0,0,40.988999999999997,0.94]
[120,0.2,300,450,2000,18,0,0.64,0.37,0,0,40.988999999999997,0.94]
[120,0.2,300,450,2000,18,500,0.64,0.37,0,0,40.988999999999997,0.94]
[120,0.2,300,450,2000,18,1000,0.64,0.37,0,0,40.988999999999997,0.94]
[120,0.2,300,450,2000,36,0,0.64,0.37,0,0,40.988999999999997,0.94]
[120,0.2,300,450,2000,36,500,0.64,0.37,0,0,40.988999999999997,0.94]
[120,0.2,300,450,2000,36,1000,0.64,0.37,0,0,40.988999999999997,0.94]
[120,0.2,300,450,2000,90,0,0.64,0.37,0,0,40.988999999999997,0.94]
[120,0.2,300,450,2000,90,500,0.64,0.37,0,0,40.988999999999997,0.94]
[120,0.2,300,450,2000,90,1000,0.64,0.37,0,0,40.988999999999997,0.94]
[120,0.2,300,450,2000,180,0,0.64,0.37,0,0,40.988999999999997,0.94]
[120,0.2,300,450,2000,180,500,0.64,0.37,0,0,40.988999999999997,0.94]
[120,0.2,300,450,2000,180,1000,0.64,0.37,0,0,40.988999999999997,0.94]
[120,0.2,300,600,800,9,0,0.63,0.37,0,0,40.988999999999997,0.88]
[120,0.2,300,600,800,9,500,0.63,0.37,0,0,40.988999999999997,0.88]
[120,0.2,300,600,800,9,1000,0.63,0.37,0,0,40.988999999999997,0.88]
[120,0.2,300,600,800,18,0,0.63,0.37,0,0,40.988999999999997,0.88]
[120,0.2,300,600,800,18,500,0.63,0.37,0,0,40.988999999999997,0.88]
[120,0.2,300,600,800,18,1000,0.63,0.37,0,0,40.988999999999997,0.88]
[120,0.2,300,600,800,36,0,0.63,0.37,0,0,40.988999999999997,0.88]
[120,0.2,300,600,800,36,500,0.63,0.37,0,0,40.988999999999997,0.88]
[120,0.2,300,600,800,36,1000,0.63,0.37,0,0,40.988999999999997,0.88]
[120,0.2,300,600,800,90,0,0.63,0.37,0,0,40.988999999999997,0.88]
[120,0.2,300,600,800,90,500,0.63,0.37,0,0,40.988999999999997,0.88]
[120,0.2,300,600,800,90,1000,0.63,0.37,0,0,40.988999999999997,0.88]
[120,0.2,300,600,800,180,0,0.63,0.37,0,0,40.988999999999997,0.88]
[120,0.2,300,600,800,180,500,0.63,0.37,0,0,40.988999999999997,0.88]
[120,0.2,300,600,800,180,1000,0.63,0.37,0,0,40.988999999999997,0.88]
[120,0.2,300,600,1200,9,0,0.63,0.37,0,0,40.988999999999997,0.9]
[120,0.2,300,600,1200,9,500,0.63,0.37,0,0,40.988999999999997,0.9]
[120,0.2,300,600,1200,9,1000,0.63,0.37,0,0,40.988999999999997,0.9]
[120,0.2,300,600,1200,18,0,0.63,0.37,0,0,40.988999999999997,0.9]
[120,0.2,300,600,1200,18,500,0.63,0.37,0,0,40.988999999999997,0.9]
[120,0.2,300,600,1200,18,1000,0.63,0.37,0,0,40.988999999999997,0.9]
[120,0.2,300,600,1200,36,0,0.63,0.37,0,0,40.988999999999997,0.9]
[120,0.2,300,600,1200,36,500,0.63,0.37,0,0,40.988999999999997,0.9]
[120,0.2,300,600,1200,36,1000,0.63,0.37,0,0,40.988999999999997,0.9]
[120,0.2,300,600,1200,90,0,0.63,0.37,0,0,40.988999999999997,0.9]
[120,0.2,300,600,1200,90,500,0.63,0.37,0,0,40.988999999999997,0.9]
[120,0.2,300,600,1200,90,1000,0.63,0.37,0,0,40.988999999999997,0.9]
[120,0.2,300,600,1200,180,0,0.63,0.37,0,0,40.988999999999997,0.9]
[120,0.2,300,600,1200,180,500,0.63,0.37,0,0,40.988999999999997,0.9]
[120,0.2,300,600,1200,180,1000,0.63,0.37,0,0,40.988999999999997,0.9]
[120,0.2,300,600,2000,9,0,0.63,0.37,0,0,40.988999999999997,0.93]
[120,0.2,300,600,2000,9,500,0.63,0.37,0,0,40.988999999999997,0.93]
[120,0.2,300,600,2000,9,1000,0.63,0.37,0,0,40.988999999999997,0.93]
[120,0.2,300,600,2000,18,0,0.63,0.37,0,0,40.988999999999997,0.93]
[120,0.2,300,600,2000,18,500,0.63,0.37,0,0,40.988999999999997,0.93]
[120,0.2,300,600,2000,18,1000,0.63,0.37,0,0,40.988999999999997,0.93]
[120,0.2,300,600,2000,36,0,0.63,0.37,0,0,40.988999999999997,0.93]
[120,0.2,300,600,2000,36,500,0.63,0.37,0,0,40.988999999999997,0.93]
[120,0.2,300,600,2000,36,1000,0.63,0.37,0,0,40.988999999999997,0.93]
[120,0.2,300,600,2000,90,0,0.63,0.37,0,0,40.988999999999997,0.93]
[120,0.2,300,600,2000,90,500,0.63,0.37,0,0,40.988999999999997,0.93]
[120,0.2,300,600,2000,90,1000,0.63,0.37,0,0,40.988999999999997,0.93]
[120,0.2,300,600,2000,180,0,0.63,0.37,0,0,40.988999999999997,0.93]
[120,0.2,300,600,2000,180,500,0.63,0.37,0,0,40.988999999999997,0.93]
[120,0.2,300,600,2000,180,1000,0.63,0.37,0,0,40.988999999999997,0.93]
[120,0.2,600,300,800,9,0,0.65,0.36,0,0,0,0.95]
[120,0.2,600,300,800,9,500,0.65,0.36,0,0,0,0.95]
[120,0.2,600,300,800,9,1000,0.65,0.36,0,0,0,0.95]
[120,0.2,600,300,800,18,0,0.65,0.36,0,0,0,0.95]
[120,0.2,600,300,800,18,500,0.65,0.36,0,0,0,0.95]
[120,0.2,600,300,800,18,1000,0.65,0.36,0,0,0,0.95]
[120,0.2,600,300,800,36,0,0.65,0.36,0,0,0,0.95]
[120,0.2,600,300,800,36,500,0.65,0.36,0,0,0,0.95]
[120,0.2,600,300,800,36,1000,0.65,0.36,0,0,0,0.95]
[120,0.2,600,300,800,90,0,0.65,0.36,0,0,0,0.95]
[120,0.2,600,300,800,90,500,0.65,0.36,0,0,0,0.95]
[120,0.2,600,300,800,90,1000,0.65,0.36,0,0,0,0.95]
[120,0.2,600,300,800,180,0,0.65,0.36,0,0,0,0.95]
[120,0.2,600,300,800,180,500,0.65,0.36,0,0,0,0.95]
[120,0.2,600,300,800,180,1000,0.65,0.36,0,0,0,0.95]
[120,0.2,600,300,1200,9,0,0.65,0.36,0,0,0,0.96]
[120,0.2,600,300,1200,9,500,0.65,0.36,0,0,0,0.96]
[120,0.2,600,300,1200,9,1000,0.65,0.36,0,0,0,0.96]
[120,0.2,600,300,1200,18,0,0.65,0.36,0,0,0,0.96]
[120,0.2,600,300,1200,18,500,0.65,0.36,0,0,0,0.96]
[120,0.2,600,300,1200,18,1000,0.65,0.36,0,0,0,0.96]
[120,0.2,600,300,1200,36,0,0.65,0.36,0,0,0,0.96]
[120,0.2,600,300,1200,36,500,0.65,0.36,0,0,0,0.96]
[120,0.2,600,300,1200,36,1000,0.65,0.36,0,0,0,0.96]
[120,0.2,600,300,1200,90,0,0.65,0.36,0,0,0,0.96]
[120,0.2,600,300,1200,90,500,0.65,0.36,0,0,0,0.96]
[120,0.2,600,300,1200,90,1000,0.65,0.36,0,0,0,0.96]
[120,0.2,600,300,1200,180,0,0.65,0.36,0,0,0,0.96]
[120,0.2,600,300,1200,180,500,0.65,0.36,0,0,0,0.96]
[120,0.2,600,300,1200,180,1000,0.65,0.36,0,0,0,0.96]
[120,0.2,600,300,2000,9,0,0.65,0.36,0,0,0,0.97]
[120,0.2,600,300,2000,9,500,0.65,0.36,0,0,0,0.97]
[120,0.2,600,300,2000,9,1000,0.65,0.36,0,0,0,0.97]
[120,0.2,600,300,2000,18,0,0.65,0.36,0,0,0,0.97]
[120,0.2,600,300,2000,18,500,0.65,0.36,0,0,0,0.97]
[120,0.2,600,300,2000,18,1000,0.65,0.36,0,0,0,0.97]
[120,0.2,600,300,2000,36,0,0.65,0.36,0,0,0,0.97]
[120,0.2,600,300,2000,36,500,0.65,0.36,0,0,0,0.97]
[120,0.2,600,300,2000,36,1000,0.65,0.36,0,0,0,0.97]
[120,0.2,600,300,2000,90,0,0.65,0.36,0,0,0,0.97]
[120,0.2,600,300,2000,90,500,0.65,0.36,0,0,0,0.97]
[120,0.2,600,300,2000,90,1000,0.65,0.36,0,0,0,0.97]
[120,0.2,600,300,2000,180,0,0.65,0.36,0,0,0,0.97]
[120,0.2,600,300,2000,180,500,0.65,0.36,0,0,0,0.97]
[120,0.2,600,300,2000,180,1000,0.65,0.36,0,0,0,0.97]
[120,0.2,600,450,800,9,0,0.64,0.37,0,0,0,0.93]
[120,0.2,600,450,800,9,500,0.64,0.37,0,0,0,0.93]
[120,0.2,600,450,800,9,1000,0.64,0.37,0,0,0,0.93]
[120,0.2,600,450,800,18,0,0.64,0.37,0,0,0,0.93]
[120,0.2,600,450,800,18,500,0.64,0.37,0,0,0,0.93]
[120,0.2,600,450,800,18,1000,0.64,0.37,0,0,0,0.93]
[120,0.2,600,450,800,36,0,0.64,0.37,0,0,0,0.93]
[120,0.2,600,450,800,36,500,0.64,0.37,0,0,0,0.93]
[120,0.2,600,450,800,36,1000,0.64,0.37,0,0,0,0.93]
[120,0.2,600,450,800,90,0,0.64,0.37,0,0,0,0.93]
[120,0.2,600,450,800,90,500,0.64,0.37,0,0,0,0.93]
[120,0.2,600,450,800,90,1000,0.64,0.37,0,0,0,0.93]
[120,0.2,600,450,800,180,0,0.64,0.37,0,0,0,0.93]
[120,0.2,600,450,800,180,500,0.64,0.37,0,0,0,0.93]
[120,0.2,600,450,800,180,1000,0.64,0.37,0,0,0,0.93]
[120,0.2,600,450,1200,9,0,0.64,0.37,0,0,0,0.94]
[120,0.2,600,450,1200,9,500,0.64,0.37,0,0,0,0.94]
[120,0.2,600,450,1200,9,1000,0.64,0.37,0,0,0,0.94]
[120,0.2,600,450,1200,18,0,0.64,0.37,0,0,0,0.94]
[120,0.2,600,450,1200,18,500,0.64,0.37,0,0,0,0.94]
[120,0.2,600,450,1200,18,1000,0.64,0.37,0,0,0,0.94]
[120,0.2,600,450,1200,36,0,0.64,0.37,0,0,0,0.94]
[120,0.2,600,450,1200,36,500,0.64,0.37,0,0,0,0.94]
[120,0.2,600,450,1200,36,1000,0.64,0.37,0,0,0,0.94]
[120,0.2,600,450,1200,90,0,0.64,0.37,0,0,0,0.94]
[120,0.2,600,450,1200,90,500,0.64,0.37,0,0,0,0.94]
[120,0.2,600,450,1200,90,1000,0.64,0.37,0,0,0,0.94]
[120,0.2,600,450,1200,180,0,0.64,0.37,0,0,0,0.94]
[120,0.2,600,450,1200,180,500,0.64,0.37,0,0,0,0.94]
[120,0.2,600,450,1200,180,1000,0.64,0.37,0,0,0,0.94]
[120,0.2,600,450,2000,9,0,0.64,0.37,0,0,0,0.95]
[120,0.2,600,450,2000,9,500,0.64,0.37,0,0,0,0.95]
[120,0.2,600,450,2000,9,1000,0.64,0.37,0,0,0,0.95]
[120,0.2,600,450,2000,18,0,0.64,0.37,0,0,0,0.95]
[120,0.2,600,450,2000,18,500,0.64,0.37,0,0,0,0.95]
[120,0.2,600,450,2000,18,1000,0.64,0.37,0,0,0,0.95]
[120,0.2,600,450,2000,36,0,0.64,0.37,0,0,0,0.95]
[120,0.2,600,450,2000,36,500,0.64,0.37,0,0,0,0.95]
[120,0.2,600,450,2000,36,1000,0.64,0.37,0,0,0,0.95]
[120,0.2,600,450,2000,90,0,0.64,0.37,0,0,0,0.95]
[120,0.2,600,450,2000,90,500,0.64,0.37,0,0,0,0.95]
[120,0.2,600,450,2000,90,1000,0.64,0.37,0,0,0,0.95]
[120,0.2,600,450,2000,180,0,0.64,0.37,0,0,0,0.95]
[120,0.2,600,450,2000,180,500,0.64,0.37,0,0,0,0.95]
[120,0.2,600,450,2000,180,1000,0.64,0.37,0,0,0,0.95]
[120,0.2,600,600,800,9,0,0.63,0.37,0,0,0,0.91]
[120,0.2,600,600,800,9,500,0.63,0.37,0,0,0,0.91]
[120,0.2,600,600,800,9,1000,0.63,0.37,0,0,0,0.91]
[120,0.2,600,600,800,18,0,0.63,0.37,0,0,0,0.91]
[120,0.2,600,600,800,18,500,0.63,0.37,0,0,0,0.91]
[120,0.2,600,600,800,18,1000,0.63,0.37,0,0,0,0.91]
[120,0.2,600,600,800,36,0,0.63,0.37,0,0,0,0.91]
[120,0.2,600,600,800,36,500,0.63,0.37,0,0,0,0.91]
[120,0.2,600,600,800,36,1000,0.63,0.37,0,0,0,0.91]
[120,0.2,600,600,800,90,0,0.63,0.37,0,0,0,0.91]
[120,0.2,600,600,800,90,500,0.63,0.37,0,0,0,0.91]
[120,0.2,600,600,800,90,1000,0.63,0.37,0,0,0,0.91]
[120,0.2,600,600,800,180,0,0.63,0.37,0,0,0,0.91]
[120,0.2,600,600,800,180,500,0.63,0.37,0,0,0,0.91]
[120,0.2,600,600,800,180,1000,0.63,0.37,0,0,0,0.91]
[120,0.2,600,600,1200,9,0,0.63,0.37,0,0,0,0.92]
[120,0.2,600,600,1200,9,500,0.63,0.37,0,0,0,0.92]
[120,0.2,600,600,1200,9,1000,0.63,0.37,0,0,0,0.92]
[120,0.2,600,600,1200,18,0,0.63,0.37,0,0,0,0.92]
[120,0.2,600,600,1200,180,500,0.63,0.37,0,0,0,0.92]
[120,0.2,600,600,2000,180,0,0.63,0.37,0,0,0,0.94]
[100,0.02,100,300,800,180,500,0.69,0.24,0,7.0000000000000007E-2,0.13300000000000001,0.92]
[100,0.02,100,300,1200,180,1000,0.69,0.24,0,7.0000000000000007E-2,0.13300000000000001,0.94]
[100,0.02,100,300,1200,1800,0,0.66,0.24,0.02,7.0000000000000007E-2,0.13300000000000001,0.94]
[100,0.02,100,450,800,90,1000,0.69,0.24,0,7.0000000000000007E-2,0.14199999999999999,0.88]
[100,0.02,100,450,1200,180,0,0.67,0.24,0.02,7.0000000000000007E-2,0.14199999999999999,0.91]
[100,0.02,100,450,1200,900,500,0.69,0.24,0,7.0000000000000007E-2,0.14199999999999999,0.91]
[100,0.02,100,450,2000,900,1000,0.69,0.24,0,7.0000000000000007E-2,0.14199999999999999,0.94]
[100,0.02,100,600,800,180,0,0.68,0.24,0.01,7.0000000000000007E-2,0.14499999999999999,0.85]
[100,0.02,100,600,1200,360,1000,0.69,0.24,0,7.0000000000000007E-2,0.14499999999999999,0.88]
[100,0.02,100,600,1200,900,1000,0.69,0.24,0,7.0000000000000007E-2,0.14499999999999999,0.88]
[100,0.02,300,300,800,90,500,0.72,0.24,0,0.04,0.376,0.94]
[100,0.02,300,300,800,900,0,0.69,0.24,0.03,0.04,0.376,0.94]
[100,0.02,300,300,1200,360,1000,0.72,0.24,0,0.04,0.376,0.95]
[100,0.02,300,300,2000,1800,500,0.72,0.24,0,0.04,0.376,0.97]
[100,0.02,300,450,800,90,500,0.72,0.24,0,0.04,0.39800000000000002,0.91]
[100,0.02,300,450,1200,360,0,0.69,0.24,0.02,0.04,0.39800000000000002,0.92]
[100,0.02,300,450,1200,1800,500,0.72,0.24,0,0.04,0.39800000000000002,0.92]
[100,0.02,300,450,2000,1800,1000,0.72,0.24,0,0.04,0.39800000000000002,0.94]
[100,0.02,300,600,1200,180,500,0.72,0.24,0,0.04,0.40200000000000002,0.9]
[100,0.02,300,600,1200,360,500,0.72,0.24,0,0.04,0.40200000000000002,0.9]
[100,0.02,300,600,2000,1800,0,0.7,0.24,0.02,0.04,0.40200000000000002,0.93]
[100,0.02,600,300,800,180,500,0.74,0.24,0,0.02,0.91100000000000003,0.96]
[100,0.02,600,300,1200,180,1000,0.74,0.24,0,0.02,0.91100000000000003,0.96]
[100,0.02,600,300,1200,1800,0,0.7,0.24,0.03,0.02,0.91100000000000003,0.96]
[100,0.02,600,450,800,90,1000,0.74,0.24,0,0.02,0.91100000000000003,0.93]
[100,0.02,600,450,1200,90,1000,0.74,0.24,0,0.02,0.91100000000000003,0.94]
[100,0.02,600,450,1200,900,0,0.71,0.24,0.03,0.02,0.91100000000000003,0.94]
[100,0.02,600,450,2000,900,500,0.74,0.24,0,0.02,0.91100000000000003,0.95]
[100,0.02,600,600,800,90,1000,0.74,0.24,0,0.02,0.95299999999999996,0.91]
[100,0.02,600,600,1200,360,500,0.74,0.24,0,0.02,0.95299999999999996,0.92]
[100,0.02,600,600,2000,360,1000,0.74,0.24,0,0.02,0.95299999999999996,0.94]
[100,0.05,100,300,800,36,0,0.71,0.26,0.01,0.02,0.89100000000000001,0.92]
[100,0.05,100,300,1200,72,1000,0.72,0.26,0,0.02,0.89100000000000001,0.94]
[100,0.05,100,300,1200,144,1000,0.72,0.26,0,0.02,0.89100000000000001,0.94]
[100,0.05,100,300,2000,720,500,0.72,0.26,0,0.02,0.89100000000000001,0.96]
[100,0.05,100,450,800,720,1000,0.72,0.26,0,0.02,0.93200000000000005,0.88]
[100,0.05,100,450,1200,144,0,0.72,0.26,0,0.02,0.93200000000000005,0.91]
[100,0.05,100,450,1200,720,500,0.72,0.26,0,0.02,0.93200000000000005,0.91]
[100,0.05,100,450,2000,720,0,0.72,0.26,0,0.02,0.93200000000000005,0.94]
[100,0.05,100,600,1200,72,0,0.72,0.26,0,0.02,0.97599999999999998,0.88]
[100,0.05,100,600,1200,144,0,0.72,0.26,0,0.02,0.97599999999999998,0.88]
[100,0.05,100,600,2000,360,1000,0.72,0.26,0,0.02,0.97599999999999998,0.92]
[100,0.05,300,300,800,72,0,0.72,0.26,0.01,0.01,3.726,0.94]
[100,0.05,300,300,1200,72,500,0.73,0.26,0,0.01,3.726,0.95]
[100,0.05,300,300,2000,360,0,0.72,0.26,0.01,0.01,3.726,0.96]
[100,0.05,300,450,800,36,500,0.73,0.26,0,0.01,3.726,0.91]
[100,0.05,300,450,1200,36,1000,0.73,0.26,0,0.01,3.726,0.92]
[100,0.05,300,450,1200,360,0,0.72,0.26,0.01,0.01,3.726,0.92]
[100,0.05,300,450,2000,360,500,0.73,0.26,0,0.01,3.726,0.94]
[100,0.05,300,600,1200,36,0,0.72,0.26,0,0.01,4.5540000000000003,0.9]
[100,0.05,300,600,1200,144,500,0.73,0.26,0,0.01,4.5540000000000003,0.9]
[100,0.05,300,600,2000,72,1000,0.73,0.26,0,0.01,4.5540000000000003,0.93]
[100,0.05,300,600,2000,720,1000,0.73,0.26,0,0.01,4.5540000000000003,0.93]
[100,0.05,600,300,1200,36,0,0.73,0.26,0.01,0.01,8.1980000000000004,0.96]
[100,0.05,600,300,1200,144,500,0.74,0.26,0,0.01,8.1980000000000004,0.96]
[100,0.05,600,300,2000,720,0,0.73,0.26,0.01,0.01,8.1980000000000004,0.97]
[100,0.05,600,450,800,720,500,0.73,0.26,0,0.01,10.247,0.93]
[100,0.05,600,450,1200,72,1000,0.73,0.26,0,0.01,10.247,0.94]
[100,0.05,600,450,2000,360,500,0.73,0.26,0,0.01,10.247,0.95]
[100,0.05,600,450,2000,720,500,0.73,0.26,0,0.01,10.247,0.95]
[100,0.05,600,600,1200,72,0,0.73,0.26,0.01,0.01,10.247,0.92]
[100,0.05,600,600,2000,72,500,0.73,0.26,0,0.01,10.247,0.94]
[100,0.05,600,600,2000,360,1000,0.73,0.26,0,0.01,10.247,0.94]
[100,0.1,100,300,1200,18,500,0.7,0.28999999999999998,0,0.01,6.8310000000000004,0.94]
[100,0.1,100,300,1200,36,500,0.7,0.28999999999999998,0,0.01,6.8310000000000004,0.94]
[100,0.1,100,300,2000,72,1000,0.7,0.28999999999999998,0,0.01,6.8310000000000004,0.96]
[100,0.1,100,450,800,18,0,0.7,0.3,0,0.01,6.8310000000000004,0.88]
[100,0.1,100,450,1200,18,500,0.7,0.3,0,0.01,6.8310000000000004,0.91]
[100,0.1,100,450,1200,72,1000,0.7,0.3,0,0.01,6.8310000000000004,0.91]
[100,0.1,100,450,2000,180,0,0.7,0.3,0,0.01,6.8310000000000004,0.94]
[100,0.1,100,600,800,360,1000,0.7,0.3,0,0.01,6.8310000000000004,0.85]
[100,0.1,100,600,1200,72,0,0.7,0.3,0,0.01,6.8310000000000004,0.88]
[100,0.1,100,600,2000,72,500,0.7,0.3,0,0.01,6.8310000000000004,0.92]
[100,0.1,100,600,2000,360,1000,0.7,0.3,0,0.01,6.8310000000000004,0.92]
[100,0.1,300,300,1200,18,0,0.7,0.28999999999999998,0,0,20.494,0.95]
[100,0.1,300,300,2000,36,1000,0.7,0.28999999999999998,0,0,20.494,0.96]
[100,0.1,300,300,2000,360,0,0.7,0.28999999999999998,0,0,20.494,0.96]
[100,0.1,300,450,800,360,500,0.7,0.3,0,0,20.494,0.91]
[100,0.1,300,450,1200,36,500,0.7,0.3,0,0,20.494,0.92]
[100,0.1,300,450,2000,180,0,0.7,0.3,0,0,20.494,0.94]
[100,0.1,300,600,800,180,500,0.7,0.3,0,0,20.494,0.88]
[100,0.1,300,600,1200,18,1000,0.7,0.3,0,0,20.494,0.9]
[100,0.1,300,600,2000,36,0,0.7,0.3,0,0,20.494,0.93]
[100,0.1,300,600,2000,180,500,0.7,0.3,0,0,20.494,0.93]
[100,0.1,600,300,1200,18,0,0.7,0.28999999999999998,0,0,40.988999999999997,0.96]
[100,0.1,600,300,1200,36,0,0.7,0.28999999999999998,0,0,40.988999999999997,0.96]
[100,0.1,600,300,2000,72,1000,0.71,0.28999999999999998,0,0,40.988999999999997,0.97]
[100,0.1,600,450,800,18,0,0.7,0.3,0,0,40.988999999999997,0.93]
[100,0.1,600,450,1200,18,500,0.7,0.3,0,0,40.988999999999997,0.94]
[100,0.1,600,450,2000,72,0,0.7,0.3,0,0,40.988999999999997,0.95]
[100,0.1,600,450,2000,180,0,0.7,0.3,0,0,40.988999999999997,0.95]
[100,0.1,600,600,800,360,0,0.7,0.3,0,0,40.988999999999997,0.91]
[100,0.1,600,600,1200,36,1000,0.7,0.3,0,0,40.988999999999997,0.92]
[100,0.1,600,600,2000,72,0,0.7,0.3,0,0,40.988999999999997,0.94]
[100,0.15,100,300,800,120,1000,0.67,0.33,0,0,13.663,0.92]
[100,0.15,100,300,800,240,1000,0.67,0.33,0,0,13.663,0.92]
[100,0.15,100,300,2000,24,500,0.67,0.33,0,0,13.663,0.96]
[100,0.15,100,300,2000,120,1000,0.67,0.33,0,0,13.663,0.96]
[100,0.15,100,450,800,240,0,0.67,0.33,0,0,20.494,0.88]
[100,0.15,100,450,1200,24,500,0.67,0.33,0,0,20.494,0.91]
[100,0.15,100,450,2000,120,0,0.67,0.33,0,0,20.494,0.93]
[100,0.15,100,600,800,120,500,0.67,0.33,0,0,20.494,0.85]
[100,0.15,100,600,1200,12,1000,0.67,0.33,0,0,20.494,0.88]
[100,0.15,100,600,2000,24,0,0.67,0.33,0,0,20.494,0.92]
[100,0.15,100,600,2000,120,500,0.67,0.33,0,0,20.494,0.92]
[100,0.15,300,300,1200,12,0,0.67,0.33,0,0,40.988999999999997,0.95]
[100,0.15,300,300,2000,12,0,0.67,0.33,0,0,40.988999999999997,0.96]
[100,0.15,300,300,2000,48,500,0.67,0.33,0,0,40.988999999999997,0.96]
[100,0.15,300,450,800,48,1000,0.67,0.33,0,0,40.988999999999997,0.9]
[100,0.15,300,450,1200,12,0,0.67,0.33,0,0,40.988999999999997,0.92]
[100,0.15,300,450,2000,24,1000,0.67,0.33,0,0,40.988999999999997,0.94]
[100,0.15,300,600,800,48,0,0.67,0.33,0,0,40.988999999999997,0.88]
[100,0.15,300,600,800,240,500,0.67,0.33,0,0,40.988999999999997,0.88]
[100,0.15,300,600,1200,24,1000,0.67,0.33,0,0,40.988999999999997,0.9]
[100,0.15,300,600,2000,48,0,0.67,0.33,0,0,40.988999999999997,0.93]
[100,0.15,600,300,800,120,1000,0.68,0.33,0,0,0,0.95]
[100,0.15,600,300,800,240,1000,0.68,0.33,0,0,0,0.95]
[100,0.15,600,300,2000,24,500,0.68,0.33,0,0,0,0.97]
[100,0.15,600,300,2000,120,1000,0.68,0.33,0,0,0,0.97]
[100,0.15,600,450,800,120,1000,0.67,0.33,0,0,0,0.93]
[100,0.15,600,450,2000,12,500,0.67,0.33,0,0,0,0.95]
[100,0.15,600,450,2000,48,1000,0.67,0.33,0,0,0,0.95]
[100,0.15,600,600,800,120,0,0.67,0.33,0,0,0,0.91]
[100,0.15,600,600,1200,12,500,0.67,0.33,0,0,0,0.92]
[100,0.15,600,600,2000,12,1000,0.67,0.33,0,0,0,0.94]
[100,0.2,100,300,800,36,500,0.64,0.36,0,0,40.988999999999997,0.91]
[100,0.2,100,300,800,180,1000,0.64,0.36,0,0,40.988999999999997,0.91]
[100,0.2,100,300,2000,9,0,0.64,0.36,0,0,40.988999999999997,0.96]
[100,0.2,100,300,2000,36,500,0.64,0.36,0,0,40.988999999999997,0.96]
[100,0.2,100,450,800,36,1000,0.63,0.37,0,0,40.988999999999997,0.88]
[100,0.2,100,450,1200,9,0,0.63,0.37,0,0,40.988999999999997,0.91]
[100,0.2,100,450,2000,18,1000,0.63,0.37,0,0,40.988999999999997,0.93]
[100,0.2,100,600,800,18,0,0.63,0.37,0,0,40.988999999999997,0.85]
[100,0.2,100,600,800,180,0,0.63,0.37,0,0,40.988999999999997,0.85]
[100,0.2,100,600,2000,9,1000,0.63,0.37,0,0,40.988999999999997,0.92]
[100,0.2,100,600,2000,18,1000,0.63,0.37,0,0,40.988999999999997,0.92]
[100,0.2,300,300,800,90,500,0.64,0.36,0,0,40.988999999999997,0.93]
[100,0.2,300,300,1200,90,1000,0.64,0.36,0,0,40.988999999999997,0.95]
[100,0.2,300,300,2000,18,0,0.64,0.36,0,0,40.988999999999997,0.96]
[100,0.2,300,450,800,36,1000,0.64,0.37,0,0,40.988999999999997,0.9]
[100,0.2,300,450,800,90,1000,0.64,0.37,0,0,40.988999999999997,0.9]
[100,0.2,300,450,2000,9,500,0.64,0.37,0,0,40.988999999999997,0.94]
[100,0.2,300,600,800,9,1000,0.63,0.37,0,0,40.988999999999997,0.88]
[100,0.2,300,600,800,90,0,0.63,0.37,0,0,40.988999999999997,0.88]
[100,0.2,300,600,1200,9,500,0.63,0.37,0,0,40.988999999999997,0.9]
[100,0.2,300,600,1200,180,1000,0.63,0.37,0,0,40.988999999999997,0.9]
[100,0.2,600,300,800,36,0,0.64,0.36,0,0,0,0.95]
[100,0.2,600,300,800,180,500,0.65,0.36,0,0,0,0.95]
[100,0.2,600,300,1200,180,1000,0.65,0.36,0,0,0,0.96]
[100,0.2,600,300,2000,36,0,0.64,0.36,0,0,0,0.97]
[100,0.2,600,450,800,36,500,0.64,0.37,0,0,0,0.93]
[100,0.2,600,450,1200,180,0,0.64,0.37,0,0,0,0.94]
[100,0.2,600,450,2000,18,500,0.64,0.37,0,0,0,0.95]
[100,0.2,600,600,800,18,1000,0.63,0.37,0,0,0,0.91]
[100,0.2,600,600,800,180,0,0.63,0.37,0,0,0,0.91]
[100,0.2,600,600,2000,9,1000,0.63,0.37,0,0,0,0.94]
[80,0.02,100,300,800,180,0,0.62,0.24,0.06,7.0000000000000007E-2,0.13300000000000001,0.92]
[80,0.02,100,300,800,900,500,0.68,0.24,0,7.0000000000000007E-2,0.13300000000000001,0.92]
[80,0.02,100,300,1200,900,1000,0.69,0.24,0,7.0000000000000007E-2,0.13300000000000001,0.94]
[80,0.02,100,300,2000,90,1000,0.69,0.24,0,7.0000000000000007E-2,0.13300000000000001,0.96]
[80,0.02,100,450,800,360,500,0.69,0.24,0,7.0000000000000007E-2,0.14199999999999999,0.88]
[80,0.02,100,450,800,900,500,0.69,0.24,0,7.0000000000000007E-2,0.14199999999999999,0.88]
[80,0.02,100,450,2000,90,0,0.64,0.24,0.05,7.0000000000000007E-2,0.14199999999999999,0.94]
[80,0.02,100,600,800,90,500,0.69,0.24,0,7.0000000000000007E-2,0.14499999999999999,0.85]
[80,0.02,100,600,800,360,1000,0.69,0.24,0,7.0000000000000007E-2,0.14499999999999999,0.85]
[80,0.02,100,600,1200,1800,500,0.69,0.24,0,7.0000000000000007E-2,0.14499999999999999,0.88]
[80,0.02,100,600,2000,90,500,0.69,0.24,0,7.0000000000000007E-2,0.14499999999999999,0.92]
[80,0.02,300,300,800,360,0,0.64,0.24,7.0000000000000007E-2,0.04,0.376,0.94]
[80,0.02,300,300,800,1800,500,0.71,0.24,0,0.04,0.376,0.94]
[80,0.02,300,300,1200,1800,1000,0.72,0.24,0,0.04,0.376,0.95]
[80,0.02,300,450,800,180,500,0.71,0.24,0,0.04,0.39800000000000002,0.91]
[80,0.02,300,450,800,360,500,0.71,0.24,0,0.04,0.39800000000000002,0.91]
[80,0.02,300,450,1200,900,500,0.71,0.24,0,0.04,0.39800000000000002,0.92]
[80,0.02,300,450,2000,180,0,0.66,0.24,0.06,0.04,0.39800000000000002,0.94]
[80,0.02,300,600,800,180,500,0.72,0.24,0,0.04,0.40200000000000002,0.88]
[80,0.02,300,600,800,900,1000,0.72,0.24,0,0.04,0.40200000000000002,0.88]
[80,0.02,300,600,2000,90,500,0.72,0.24,0,0.04,0.40200000000000002,0.93]
[80,0.02,600,300,800,90,1000,0.73,0.24,0,0.02,0.91100000000000003,0.96]
[80,0.02,600,300,800,900,0,0.66,0.24,0.08,0.02,0.91100000000000003,0.96]
[80,0.02,600,300,1200,900,500,0.73,0.24,0.01,0.02,0.91100000000000003,0.96]
[80,0.02,600,300,2000,90,1000,0.74,0.24,0,0.02,0.91100000000000003,0.97]
[80,0.02,600,450,800,360,500,0.73,0.24,0.01,0.02,0.91100000000000003,0.93]
[80,0.02,600,450,1200,360,1000,0.74,0.24,0,0.02,0.91100000000000003,0.94]
[80,0.02,600,450,2000,90,0,0.67,0.24,7.0000000000000007E-2,0.02,0.91100000000000003,0.95]
[80,0.02,600,600,800,90,500,0.73,0.24,0.01,0.02,0.95299999999999996,0.91]
[80,0.02,600,600,800,360,0,0.68,0.24,0.06,0.02,0.95299999999999996,0.91]
[80,0.02,600,600,1200,1800,0,0.68,0.24,0.06,0.02,0.95299999999999996,0.92]
[80,0.02,600,600,2000,1800,500,0.73,0.24,0.01,0.02,0.95299999999999996,0.94]
[80,0.05,100,300,800,72,1000,0.72,0.26,0,0.02,0.89100000000000001,0.92]
[80,0.05,100,300,800,720,0,0.7,0.26,0.02,0.02,0.89100000000000001,0.92]
[80,0.05,100,300,1200,720,500,0.72,0.26,0,0.02,0.89100000000000001,0.94]
[80,0.05,100,450,800,72,0,0.71,0.26,0.01,0.02,0.93200000000000005,0.88]
[80,0.05,100,450,800,144,0,0.71,0.26,0.01,0.02,0.93200000000000005,0.88]
[80,0.05,100,450,1200,360,1000,0.72,0.26,0,0.02,0.93200000000000005,0.91]
[80,0.05,100,450,2000,72,0,0.71,0.26,0.01,0.02,0.93200000000000005,0.94]
[80,0.05,100,600,800,72,500,0.72,0.26,0,0.02,0.97599999999999998,0.85]
[80,0.05,100,600,1200,360,0,0.71,0.26,0.01,0.02,0.97599999999999998,0.88]
[80,0.05,100,600,1200,720,0,0.71,0.26,0.01,0.02,0.97599999999999998,0.88]
[80,0.05,300,300,800,36,1000,0.73,0.26,0,0.01,3.726,0.94]
[80,0.05,300,300,800,360,0,0.71,0.26,0.02,0.01,3.726,0.94]
[80,0.05,300,300,1200,360,0,0.71,0.26,0.02,0.01,3.726,0.95]
[80,0.05,300,300,2000,720,1000,0.73,0.26,0,0.01,3.726,0.96]
[80,0.05,300,450,800,144,0,0.71,0.26,0.02,0.01,3.726,0.91]
[80,0.05,300,450,1200,144,500,0.73,0.26,0,0.01,3.726,0.92]
[80,0.05,300,450,1200,720,1000,0.73,0.26,0,0.01,3.726,0.92]
[80,0.05,300,600,800,36,0,0.72,0.26,0.01,0.01,4.5540000000000003,0.88]
[80,0.05,300,600,800,144,500,0.73,0.26,0,0.01,4.5540000000000003,0.88]
[80,0.05,300,600,1200,720,0,0.72,0.26,0.01,0.01,4.5540000000000003,0.9]
[80,0.05,300,600,2000,720,500,0.73,0.26,0,0.01,4.5540000000000003,0.93]
[80,0.05,600,300,800,72,1000,0.74,0.26,0,0.01,8.1980000000000004,0.95]
[80,0.05,600,300,1200,360,500,0.73,0.26,0,0.01,8.1980000000000004,0.96]
[80,0.05,600,300,1200,720,500,0.73,0.26,0,0.01,8.1980000000000004,0.96]
[80,0.05,600,450,800,36,1000,0.73,0.26,0,0.01,10.247,0.93]
[80,0.05,600,450,1200,72,0,0.72,0.26,0.02,0.01,10.247,0.94]
[80,0.05,600,450,1200,360,500,0.73,0.26,0,0.01,10.247,0.94]
[80,0.05,600,600,800,36,0,0.72,0.26,0.01,0.01,10.247,0.91]
[80,0.05,600,600,800,72,0,0.72,0.26,0.01,0.01,10.247,0.91]
[80,0.05,600,600,1200,144,1000,0.73,0.26,0,0.01,10.247,0.92]
[80,0.05,600,600,2000,360,0,0.72,0.26,0.01,0.01,10.247,0.94]
[80,0.1,100,300,800,18,500,0.7,0.28999999999999998,0,0.01,6.8310000000000004,0.92]
[80,0.1,100,300,800,72,1000,0.7,0.28999999999999998,0,0.01,6.8310000000000004,0.92]
[80,0.1,100,300,1200,180,0,0.69,0.28999999999999998,0.01,0.01,6.8310000000000004,0.94]
[80,0.1,100,300,2000,360,1000,0.7,0.28999999999999998,0,0.01,6.8310000000000004,0.96]
[80,0.1,100,450,800,72,0,0.69,0.3,0,0.01,6.8310000000000004,0.88]
[80,0.1,100,450,1200,72,500,0.7,0.3,0,0.01,6.8310000000000004,0.91]
[80,0.1,100,450,1200,360,1000,0.7,0.3,0,0.01,6.8310000000000004,0.91]
[80,0.1,100,450,2000,360,0,0.69,0.3,0,0.01,6.8310000000000004,0.94]
[80,0.1,100,600,1200,36,500,0.7,0.3,0,0.01,6.8310000000000004,0.88]
[80,0.1,100,600,1200,180,1000,0.7,0.3,0,0.01,6.8310000000000004,0.88]
[80,0.1,100,600,2000,360,0,0.69,0.3,0,0.01,6.8310000000000004,0.92]
[80,0.1,300,300,800,36,500,0.7,0.28999999999999998,0,0,20.494,0.94]
[80,0.1,300,300,1200,180,0,0.7,0.28999999999999998,0.01,0,20.494,0.95]
[80,0.1,300,300,2000,180,500,0.7,0.28999999999999998,0,0,20.494,0.96]
[80,0.1,300,450,800,18,1000,0.7,0.3,0,0,20.494,0.91]
[80,0.1,300,450,1200,36,0,0.7,0.3,0.01,0,20.494,0.92]
[80,0.1,300,450,1200,180,500,0.7,0.3,0,0,20.494,0.92]
[80,0.1,300,600,800,18,0,0.7,0.3,0,0,20.494,0.88]
[80,0.1,300,600,800,36,0,0.7,0.3,0,0,20.494,0.88]
[80,0.1,300,600,1200,72,1000,0.7,0.3,0,0,20.494,0.9]
[80,0.1,300,600,2000,36,1000,0.7,0.3,0,0,20.494,0.93]
[80,0.1,600,300,800,18,0,0.7,0.28999999999999998,0.01,0,40.988999999999997,0.95]
[80,0.1,600,300,1200,36,1000,0.71,0.28999999999999998,0,0,40.988999999999997,0.96]
[80,0.1,600,300,1200,72,1000,0.71,0.28999999999999998,0,0,40.988999999999997,0.96]
[80,0.1,600,300,2000,360,500,0.71,0.28999999999999998,0,0,40.988999999999997,0.97]
[80,0.1,600,450,800,36,1000,0.7,0.3,0,0,40.988999999999997,0.93]
[80,0.1,600,450,1200,72,0,0.7,0.3,0.01,0,40.988999999999997,0.94]
[80,0.1,600,450,2000,180,1000,0.7,0.3,0,0,40.988999999999997,0.95]
[80,0.1,600,450,2000,360,1000,0.7,0.3,0,0,40.988999999999997,0.95]
[80,0.1,600,600,1200,36,500,0.7,0.3,0,0,40.988999999999997,0.92]
[80,0.1,600,600,1200,180,1000,0.7,0.3,0,0,40.988999999999997,0.92]
[80,0.1,600,600,2000,360,0,0.7,0.3,0,0,40.988999999999997,0.94]
[80,0.15,100,300,800,24,500,0.67,0.33,0,0,13.663,0.92]
[80,0.15,100,300,1200,24,1000,0.67,0.33,0,0,13.663,0.94]
[80,0.15,100,300,2000,48,1000,0.67,0.33,0,0,13.663,0.96]
[80,0.15,100,450,800,12,500,0.67,0.33,0,0,20.494,0.88]
[80,0.15,100,450,1200,12,1000,0.67,0.33,0,0,20.494,0.91]
[80,0.15,100,450,1200,120,0,0.67,0.33,0,0,20.494,0.91]
[80,0.15,100,450,2000,240,1000,0.67,0.33,0,0,20.494,0.93]
[80,0.15,100,600,1200,12,0,0.66,0.33,0,0,20.494,0.88]
[80,0.15,100,600,1200,48,500,0.67,0.33,0,0,20.494,0.88]
[80,0.15,100,600,2000,48,1000,0.67,0.33,0,0,20.494,0.92]
[80,0.15,300,300,800,12,0,0.67,0.33,0,0,40.988999999999997,0.93]
[80,0.15,300,300,1200,24,1000,0.67,0.33,0,0,40.988999999999997,0.95]
[80,0.15,300,300,2000,48,0,0.67,0.33,0,0,40.988999999999997,0.96]
[80,0.15,300,300,2000,240,500,0.67,0.33,0,0,40.988999999999997,0.96]
[80,0.15,300,450,800,24,1000,0.67,0.33,0,0,40.988999999999997,0.9]
[80,0.15,300,450,1200,24,500,0.67,0.33,0,0,40.988999999999997,0.92]
[80,0.15,300,450,2000,120,500,0.67,0.33,0,0,40.988999999999997,0.94]
[80,0.15,300,450,2000,240,500,0.67,0.33,0,0,40.988999999999997,0.94]
[80,0.15,300,600,1200,24,0,0.67,0.33,0,0,40.988999999999997,0.9]
[80,0.15,300,600,1200,120,500,0.67,0.33,0,0,40.988999999999997,0.9]
[80,0.15,300,600,2000,120,1000,0.67,0.33,0,0,40.988999999999997,0.93]
[80,0.15,600,300,1200,12,500,0.68,0.33,0,0,0,0.96]
[80,0.15,600,300,1200,24,500,0.68,0.33,0,0,0,0.96]
[80,0.15,600,300,2000,120,0,0.67,0.33,0,0,0,0.97]
[80,0.15,600,450,800,12,500,0.67,0.33,0,0,0,0.93]
[80,0.15,600,450,1200,12,1000,0.67,0.33,0,0,0,0.94]
[80,0.15,600,450,2000,48,500,0.67,0.33,0,0,0,0.95]
[80,0.15,600,450,2000,240,1000,0.67,0.33,0,0,0,0.95]
[80,0.15,600,600,800,240,0,0.67,0.33,0,0,0,0.91]
[80,0.15,600,600,1200,48,0,0.67,0.33,0,0,0,0.92]
[80,0.15,600,600,2000,48,500,0.67,0.33,0,0,0,0.94]
[80,0.15,600,600,2000,240,1000,0.67,0.33,0,0,0,0.94]
[80,0.2,100,300,1200,18,500,0.64,0.36,0,0,40.988999999999997,0.94]
[80,0.2,100,300,2000,18,1000,0.64,0.36,0,0,40.988999999999997,0.96]
[80,0.2,100,300,2000,180,0,0.64,0.36,0,0,40.988999999999997,0.96]
[80,0.2,100,450,800,180,500,0.63,0.37,0,0,40.988999999999997,0.88]
[80,0.2,100,450,1200,18,1000,0.63,0.37,0,0,40.988999999999997,0.91]
[80,0.2,100,450,2000,90,500,0.63,0.37,0,0,40.988999999999997,0.93]
[80,0.2,100,600,800,90,1000,0.63,0.37,0,0,40.988999999999997,0.85]
[80,0.2,100,600,1200,18,0,0.63,0.37,0,0,40.988999999999997,0.88]
[80,0.2,100,600,2000,36,1000,0.63,0.37,0,0,40.988999999999997,0.92]
[80,0.2,100,600,2000,90,1000,0.63,0.37,0,0,40.988999999999997,0.92]
[80,0.2,300,300,1200,9,0,0.64,0.36,0,0,40.988999999999997,0.95]
[80,0.2,300,300,2000,9,500,0.64,0.36,0,0,40.988999999999997,0.96]
[80,0.2,300,300,2000,36,1000,0.64,0.36,0,0,40.988999999999997,0.96]
[80,0.2,300,450,800,9,0,0.64,0.37,0,0,40.988999999999997,0.9]
[80,0.2,300,450,1200,9,500,0.64,0.37,0,0,40.988999999999997,0.92]
[80,0.2,300,450,2000,36,0,0.63,0.37,0,0,40.988999999999997,0.94]
[80,0.2,300,450,2000,180,500,0.64,0.37,0,0,40.988999999999997,0.94]
[80,0.2,300,600,800,180,1000,0.63,0.37,0,0,40.988999999999997,0.88]
[80,0.2,300,600,1200,36,0,0.63,0.37,0,0,40.988999999999997,0.9]
[80,0.2,300,600,2000,36,500,0.63,0.37,0,0,40.988999999999997,0.93]
[80,0.2,600,300,800,180,0,0.64,0.36,0,0,0,0.95]
[80,0.2,600,300,1200,18,500,0.65,0.36,0,0,0,0.96]
[80,0.2,600,300,2000,18,1000,0.65,0.36,0,0,0,0.97]
[80,0.2,600,300,2000,90,1000,0.65,0.36,0,0,0,0.97]
[80,0.2,600,450,800,180,0,0.64,0.37,0,0,0,0.93]
[80,0.2,600,450,2000,9,1000,0.64,0.37,0,0,0,0.95]
[80,0.2,600,450,2000,90,0,0.64,0.37,0,0,0,0.95]
[80,0.2,600,600,800,90,500,0.63,0.37,0,0,0,0.91]
[80,0.2,600,600,1200,9,1000,0.63,0.37,0,0,0,0.92]
[80,0.2,600,600,2000,36,500,0.63,0.37,0,0,0,0.94]
[80,0.2,600,600,2000,90,500,0.63,0.37,0,0,0,0.94]
[60,0.02,100,300,1200,90,0,0.56999999999999995,0.24,0.12,7.0000000000000007E-2,0.13300000000000001,0.94]
[60,0.02,100,300,2000,90,500,0.67,0.24,0.01,7.0000000000000007E-2,0.13300000000000001,0.96]
[60,0.02,100,300,2000,360,1000,0.68,0.24,0,7.0000000000000007E-2,0.13300000000000001,0.96]
[60,0.02,100,450,800,1800,500,0.68,0.24,0.01,7.0000000000000007E-2,0.14199999999999999,0.88]
[60,0.02,100,450,1200,90,500,0.68,0.24,0.01,7.0000000000000007E-2,0.14199999999999999,0.91]
[60,0.02,100,450,2000,360,0,0.59,0.24,0.1,7.0000000000000007E-2,0.14199999999999999,0.94]
[60,0.02,100,450,2000,1800,1000,0.69,0.24,0,7.0000000000000007E-2,0.14199999999999999,0.94]
[60,0.02,100,600,800,1800,500,0.68,0.24,0.01,7.0000000000000007E-2,0.14499999999999999,0.85]
[60,0.02,100,600,2000,180,0,0.61,0.24,0.08,7.0000000000000007E-2,0.14499999999999999,0.92]
[60,0.02,100,600,2000,360,0,0.61,0.24,0.08,7.0000000000000007E-2,0.14499999999999999,0.92]
[60,0.02,300,300,800,900,1000,0.71,0.24,0.01,0.04,0.376,0.94]
[60,0.02,300,300,1200,180,0,0.57999999999999996,0.24,0.13,0.04,0.376,0.95]
[60,0.02,300,300,2000,180,500,0.7,0.24,0.02,0.04,0.376,0.97]
[60,0.02,300,300,2000,900,1000,0.71,0.24,0,0.04,0.376,0.97]
[60,0.02,300,450,800,1800,0,0.61,0.24,0.11,0.04,0.39800000000000002,0.91]
[60,0.02,300,450,2000,90,1000,0.72,0.24,0,0.04,0.39800000000000002,0.94]
[60,0.02,300,450,2000,900,0,0.61,0.24,0.11,0.04,0.39800000000000002,0.94]
[60,0.02,300,600,800,900,500,0.7,0.24,0.02,0.04,0.40200000000000002,0.88]
[60,0.02,300,600,1200,90,1000,0.72,0.24,0,0.04,0.40200000000000002,0.9]
[60,0.02,300,600,2000,360,500,0.7,0.24,0.02,0.04,0.40200000000000002,0.93]
[60,0.02,600,300,800,360,500,0.71,0.24,0.03,0.02,0.91100000000000003,0.96]
[60,0.02,600,300,800,1800,1000,0.72,0.24,0.01,0.02,0.91100000000000003,0.96]
[60,0.02,600,300,2000,90,0,0.59,0.24,0.14000000000000001,0.02,0.91100000000000003,0.97]
[60,0.02,600,300,2000,360,500,0.71,0.24,0.03,0.02,0.91100000000000003,0.97]
[60,0.02,600,450,800,1800,0,0.61,0.24,0.12,0.02,0.91100000000000003,0.93]
[60,0.02,600,450,1200,1800,500,0.71,0.24,0.03,0.02,0.91100000000000003,0.94]
[60,0.02,600,450,2000,180,1000,0.73,0.24,0.01,0.02,0.91100000000000003,0.95]
[60,0.02,600,600,800,360,0,0.63,0.24,0.11,0.02,0.95299999999999996,0.91]
[60,0.02,600,600,800,1800,500,0.71,0.24,0.02,0.02,0.95299999999999996,0.91]
[60,0.02,600,600,2000,180,0,0.63,0.24,0.11,0.02,0.95299999999999996,0.94]
[60,0.02,600,600,2000,360,0,0.63,0.24,0.11,0.02,0.95299999999999996,0.94]
[60,0.05,100,300,800,360,1000,0.72,0.26,0,0.02,0.89100000000000001,0.92]
[60,0.05,100,300,1200,72,0,0.68,0.26,0.04,0.02,0.89100000000000001,0.94]
[60,0.05,100,300,2000,72,0,0.68,0.26,0.04,0.02,0.89100000000000001,0.96]
[60,0.05,100,450,800,144,1000,0.72,0.26,0,0.02,0.93200000000000005,0.88]
[60,0.05,100,450,800,360,1000,0.72,0.26,0,0.02,0.93200000000000005,0.88]
[60,0.05,100,450,2000,36,500,0.72,0.26,0,0.02,0.93200000000000005,0.94]
[60,0.05,100,450,2000,144,1000,0.72,0.26,0,0.02,0.93200000000000005,0.94]
[60,0.05,100,600,800,360,0,0.7,0.26,0.02,0.02,0.97599999999999998,0.85]
[60,0.05,100,600,1200,720,1000,0.72,0.26,0,0.02,0.97599999999999998,0.88]
[60,0.05,100,600,2000,144,0,0.7,0.26,0.02,0.02,0.97599999999999998,0.92]
[60,0.05,300,300,800,144,500,0.73,0.26,0,0.01,3.726,0.94]
[60,0.05,300,300,800,720,1000,0.73,0.26,0,0.01,3.726,0.94]
[60,0.05,300,300,2000,36,0,0.69,0.26,0.04,0.01,3.726,0.96]
[60,0.05,300,300,2000,144,500,0.73,0.26,0,0.01,3.726,0.96]
[60,0.05,300,450,800,720,0,0.7,0.26,0.03,0.01,3.726,0.91]
[60,0.05,300,450,1200,360,500,0.73,0.26,0,0.01,3.726,0.92]
[60,0.05,300,450,2000,72,500,0.73,0.26,0,0.01,3.726,0.94]
[60,0.05,300,600,800,72,1000,0.73,0.26,0,0.01,4.5540000000000003,0.88]
[60,0.05,300,600,800,720,0,0.7,0.26,0.03,0.01,4.5540000000000003,0.88]
[60,0.05,300,600,2000,36,1000,0.73,0.26,0,0.01,4.5540000000000003,0.93]
[60,0.05,600,300,800,72,0,0.69,0.26,0.04,0.01,8.1980000000000004,0.95]
[60,0.05,600,300,800,360,500,0.73,0.26,0,0.01,8.1980000000000004,0.95]
[60,0.05,600,300,2000,36,0,0.7,0.26,0.04,0.01,8.1980000000000004,0.97]
[60,0.05,600,300,2000,72,0,0.69,0.26,0.04,0.01,8.1980000000000004,0.97]
[60,0.05,600,450,800,144,1000,0.73,0.26,0,0.01,10.247,0.93]
[60,0.05,600,450,1200,360,0,0.7,0.26,0.03,0.01,10.247,0.94]
[60,0.05,600,450,2000,36,500,0.73,0.26,0,0.01,10.247,0.95]
[60,0.05,600,450,2000,144,1000,0.73,0.26,0,0.01,10.247,0.95]
[60,0.05,600,600,800,144,0,0.71,0.26,0.03,0.01,10.247,0.91]
[60,0.05,600,600,1200,720,500,0.73,0.26,0,0.01,10.247,0.92]
[60,0.05,600,600,2000,36,500,0.73,0.26,0,0.01,10.247,0.94]
[60,0.1,100,300,800,72,0,0.69,0.28999999999999998,0.01,0.01,6.8310000000000004,0.92]
[60,0.1,100,300,800,360,500,0.7,0.28999999999999998,0,0.01,6.8310000000000004,0.92]
[60,0.1,100,300,1200,360,1000,0.7,0.28999999999999998,0,0.01,6.8310000000000004,0.94]
[60,0.1,100,450,800,36,500,0.7,0.3,0,0.01,6.8310000000000004,0.88]
[60,0.1,100,450,800,180,1000,0.7,0.3,0,0.01,6.8310000000000004,0.88]
[60,0.1,100,450,1200,360,0,0.69,0.3,0.01,0.01,6.8310000000000004,0.91]
[60,0.1,100,450,2000,36,500,0.7,0.3,0,0.01,6.8310000000000004,0.94]
[60,0.1,100,600,800,36,1000,0.7,0.3,0,0.01,6.8310000000000004,0.85]
[60,0.1,100,600,1200,180,500,0.7,0.3,0,0.01,6.8310000000000004,0.88]
[60,0.1,100,600,2000,18,1000,0.7,0.3,0,0.01,6.8310000000000004,0.92]
[60,0.1,300,300,800,36,0,0.69,0.28999999999999998,0.01,0,20.494,0.94]
[60,0.1,300,300,800,180,0,0.69,0.28999999999999998,0.02,0,20.494,0.94]
[60,0.1,300,300,1200,360,1000,0.7,0.28999999999999998,0,0,20.494,0.95]
[60,0.1,300,300,2000,18,1000,0.7,0.28999999999999998,0,0,20.494,0.96]
[60,0.1,300,450,800,72,500,0.7,0.3,0,0,20.494,0.91]
[60,0.1,300,450,1200,72,1000,0.7,0.3,0,0,20.494,0.92]
[60,0.1,300,450,2000,18,0,0.69,0.3,0.01,0,20.494,0.94]
[60,0.1,300,600,800,36,1000,0.7,0.3,0,0,20.494,0.88]
[60,0.1,300,600,800,72,1000,0.7,0.3,0,0,20.494,0.88]
[60,0.1,300,600,1200,360,500,0.7,0.3,0,0,20.494,0.9]
[60,0.1,300,600,2000,360,1000,0.7,0.3,0,0,20.494,0.93]
[60,0.1,600,300,800,72,0,0.69,0.28999999999999998,0.02,0,40.988999999999997,0.95]
[60,0.1,600,300,1200,180,1000,0.71,0.28999999999999998,0,0,40.988999999999997,0.96]
[60,0.1,600,300,1200,360,1000,0.71,0.28999999999999998,0,0,40.988999999999997,0.96]
[60,0.1,600,450,800,18,1000,0.7,0.3,0,0,40.988999999999997,0.93]
[60,0.1,600,450,800,180,500,0.7,0.3,0,0,40.988999999999997,0.93]
[60,0.1,600,450,1200,180,1000,0.7,0.3,0,0,40.988999999999997,0.94]
[60,0.1,600,450,2000,36,0,0.69,0.3,0.01,0,40.988999999999997,0.95]
[60,0.1,600,600,800,36,500,0.7,0.3,0,0,40.988999999999997,0.91]
[60,0.1,600,600,1200,180,0,0.69,0.3,0.01,0,40.988999999999997,0.92]
[60,0.1,600,600,2000,18,500,0.7,0.3,0,0,40.988999999999997,0.94]
[60,0.15,100,300,800,12,1000,0.67,0.33,0,0,13.663,0.92]
[60,0.15,100,300,800,120,0,0.67,0.33,0.01,0,13.663,0.92]
[60,0.15,100,300,1200,240,1000,0.67,0.33,0,0,13.663,0.94]
[60,0.15,100,450,800,12,0,0.67,0.33,0,0,20.494,0.88]
[60,0.15,100,450,800,48,500,0.67,0.33,0,0,20.494,0.88]
[60,0.15,100,450,1200,48,1000,0.67,0.33,0,0,20.494,0.91]
[60,0.15,100,450,2000,12,0,0.67,0.33,0,0,20.494,0.93]
[60,0.15,100,600,800,24,1000,0.67,0.33,0,0,20.494,0.85]
[60,0.15,100,600,1200,24,1000,0.67,0.33,0,0,20.494,0.88]
[60,0.15,100,600,1200,240,0,0.66,0.33,0,0,20.494,0.88]
[60,0.15,100,600,2000,240,500,0.67,0.33,0,0,20.494,0.92]
[60,0.15,300,300,800,24,1000,0.67,0.33,0,0,40.988999999999997,0.93]
[60,0.15,300,300,1200,120,500,0.67,0.33,0,0,40.988999999999997,0.95]
[60,0.15,300,300,1200,240,500,0.67,0.33,0,0,40.988999999999997,0.95]
[60,0.15,300,450,800,24,0,0.67,0.33,0,0,40.988999999999997,0.9]
[60,0.15,300,450,800,120,500,0.67,0.33,0,0,40.988999999999997,0.9]
[60,0.15,300,450,1200,120,1000,0.67,0.33,0,0,40.988999999999997,0.92]
[60,0.15,300,600,800,12,500,0.67,0.33,0,0,40.988999999999997,0.88]
[60,0.15,300,600,800,24,500,0.67,0.33,0,0,40.988999999999997,0.88]
[60,0.15,300,600,1200,120,0,0.66,0.33,0,0,40.988999999999997,0.9]
[60,0.15,300,600,2000,12,500,0.67,0.33,0,0,40.988999999999997,0.93]
[60,0.15,600,300,800,12,500,0.68,0.33,0,0,0,0.95]
[60,0.15,600,300,1200,48,0,0.67,0.33,0.01,0,0,0.96]
[60,0.15,600,300,1200,120,0,0.67,0.33,0.01,0,0,0.96]
[60,0.15,600,300,2000,240,1000,0.68,0.33,0,0,0,0.97]
[60,0.15,600,450,800,48,0,0.66,0.33,0.01,0,0,0.93]
[60,0.15,600,450,1200,48,500,0.67,0.33,0,0,0,0.94]
[60,0.15,600,450,1200,240,1000,0.67,0.33,0,0,0,0.94]
[60,0.15,600,600,800,24,500,0.67,0.33,0,0,0,0.91]
[60,0.15,600,600,1200,24,1000,0.67,0.33,0,0,0,0.92]
[60,0.15,600,600,1200,240,0,0.66,0.33,0,0,0,0.92]
[60,0.15,600,600,2000,240,500,0.67,0.33,0,0,0,0.94]
[60,0.2,100,300,800,18,1000,0.64,0.36,0,0,40.988999999999997,0.91]
[60,0.2,100,300,1200,90,0,0.64,0.36,0,0,40.988999999999997,0.94]
[60,0.2,100,300,2000,90,500,0.64,0.36,0,0,40.988999999999997,0.96]
[60,0.2,100,450,800,9,1000,0.63,0.37,0,0,40.988999999999997,0.88]
[60,0.2,100,450,1200,36,500,0.63,0.37,0,0,40.988999999999997,0.91]
[60,0.2,100,450,1200,90,500,0.63,0.37,0,0,40.988999999999997,0.91]
[60,0.2,100,600,800,9,0,0.63,0.37,0,0,40.988999999999997,0.85]
[60,0.2,100,600,1200,9,500,0.63,0.37,0,0,40.988999999999997,0.88]
[60,0.2,100,600,1200,36,1000,0.63,0.37,0,0,40.988999999999997,0.88]
[60,0.2,100,600,2000,9,0,0.63,0.37,0,0,40.988999999999997,0.92]
[60,0.2,300,300,800,9,500,0.64,0.36,0,0,40.988999999999997,0.93]
[60,0.2,300,300,1200,36,0,0.64,0.36,0,0,40.988999999999997,0.95]
[60,0.2,300,300,1200,90,0,0.64,0.36,0.01,0,40.988999999999997,0.95]
[60,0.2,300,300,2000,180,1000,0.64,0.36,0,0,40.988999999999997,0.96]
[60,0.2,300,450,800,36,0,0.63,0.37,0,0,40.988999999999997,0.9]
[60,0.2,300,450,1200,18,500,0.64,0.37,0,0,40.988999999999997,0.92]
[60,0.2,300,450,2000,90,1000,0.64,0.37,0,0,40.988999999999997,0.94]
[60,0.2,300,600,800,18,0,0.63,0.37,0,0,40.988999999999997,0.88]
[60,0.2,300,600,1200,18,500,0.63,0.37,0,0,40.988999999999997,0.9]
[60,0.2,300,600,1200,90,1000,0.63,0.37,0,0,40.988999999999997,0.9]
[60,0.2,300,600,2000,180,0,0.63,0.37,0,0,40.988999999999997,0.93]
[60,0.2,600,300,1200,9,1000,0.65,0.36,0,0,0,0.96]
[60,0.2,600,300,1200,90,0,0.64,0.36,0.01,0,0,0.96]
[60,0.2,600,300,2000,90,500,0.65,0.36,0,0,0,0.97]
[60,0.2,600,450,800,9,1000,0.64,0.37,0,0,0,0.93]
[60,0.2,600,450,1200,36,500,0.64,0.37,0,0,0,0.94]
[60,0.2,600,450,1200,90,500,0.64,0.37,0,0,0,0.94]
[60,0.2,600,600,800,9,0,0.63,0.37,0,0,0,0.91]
[60,0.2,600,600,800,180,0,0.63,0.37,0,0,0,0.91]
[60,0.2,600,600,1200,36,500,0.63,0.37,0,0,0,0.92]
[60,0.2,600,600,2000,180,0,0.63,0.37,0,0,0,0.94]
[40,0.02,100,300,800,90,0,0.49,0.24,0.2,7.0000000000000007E-2,0.13300000000000001,0.92]
[40,0.02,100,300,1200,180,1000,0.68,0.24,0.01,7.0000000000000007E-2,0.13300000000000001,0.94]
[40,0.02,100,300,2000,360,0,0.49,0.24,0.2,7.0000000000000007E-2,0.13300000000000001,0.96]
[40,0.02,100,300,2000,1800,500,0.65,0.24,0.03,7.0000000000000007E-2,0.13300000000000001,0.96]
[40,0.02,100,450,1200,180,0,0.52,0.24,0.17,7.0000000000000007E-2,0.14199999999999999,0.91]
[40,0.02,100,450,1200,360,0,0.52,0.24,0.17,7.0000000000000007E-2,0.14199999999999999,0.91]
[40,0.02,100,450,2000,900,1000,0.68,0.24,0.01,7.0000000000000007E-2,0.14199999999999999,0.94]
[40,0.02,100,600,800,180,0,0.54,0.24,0.15,7.0000000000000007E-2,0.14499999999999999,0.85]
[40,0.02,100,600,1200,180,500,0.66,0.24,0.03,7.0000000000000007E-2,0.14499999999999999,0.88]
[40,0.02,100,600,1200,900,1000,0.68,0.24,0.01,7.0000000000000007E-2,0.14499999999999999,0.88]
[40,0.02,100,600,2000,1800,0,0.54,0.24,0.15,7.0000000000000007E-2,0.14499999999999999,0.92]
[40,0.02,300,300,1200,90,0,0.5,0.24,0.22,0.04,0.376,0.95]
[40,0.02,300,300,1200,360,1000,0.7,0.24,0.02,0.04,0.376,0.95]
[40,0.02,300,300,2000,900,0,0.5,0.24,0.22,0.04,0.376,0.97]
[40,0.02,300,450,800,90,500,0.67,0.24,0.05,0.04,0.39800000000000002,0.91]
[40,0.02,300,450,1200,90,1000,0.7,0.24,0.01,0.04,0.39800000000000002,0.92]
[40,0.02,300,450,2000,360,500,0.67,0.24,0.05,0.04,0.39800000000000002,0.94]
[40,0.02,300,450,2000,1800,1000,0.7,0.24,0.01,0.04,0.39800000000000002,0.94]
[40,0.02,300,600,1200,90,0,0.55000000000000004,0.24,0.17,0.04,0.40200000000000002,0.9]
[40,0.02,300,600,1200,360,500,0.68,0.24,0.04,0.04,0.40200000000000002,0.9]
[40,0.02,300,600,2000,1800,0,0.55000000000000004,0.24,0.17,0.04,0.40200000000000002,0.93]
[40,0.02,600,300,800,1800,500,0.67,0.24,7.0000000000000007E-2,0.02,0.91100000000000003,0.95]
[40,0.02,600,300,1200,180,1000,0.71,0.24,0.02,0.02,0.91100000000000003,0.96]
[40,0.02,600,300,2000,360,0,0.5,0.24,0.23,0.02,0.91100000000000003,0.97]
[40,0.02,600,300,2000,900,1000,0.71,0.24,0.02,0.02,0.91100000000000003,0.97]
[40,0.02,600,450,1200,90,1000,0.71,0.24,0.02,0.02,0.91100000000000003,0.94]
[40,0.02,600,450,1200,180,1000,0.71,0.24,0.02,0.02,0.91100000000000003,0.94]
[40,0.02,600,450,2000,900,500,0.68,0.24,0.06,0.02,0.91100000000000003,0.95]
[40,0.02,600,600,800,90,1000,0.71,0.24,0.03,0.02,0.95299999999999996,0.91]
[40,0.02,600,600,1200,180,0,0.56000000000000005,0.24,0.18,0.02,0.95299999999999996,0.92]
[40,0.02,600,600,2000,360,1000,0.72,0.24,0.02,0.02,0.95299999999999996,0.94]
[40,0.02,600,600,2000,900,1000,0.72,0.24,0.02,0.02,0.95299999999999996,0.94]
[40,0.05,100,300,1200,36,500,0.72,0.26,0,0.02,0.89100000000000001,0.94]
[40,0.05,100,300,1200,144,1000,0.72,0.26,0,0.02,0.89100000000000001,0.94]
[40,0.05,100,300,2000,360,0,0.65,0.26,7.0000000000000007E-2,0.02,0.89100000000000001,0.96]
[40,0.05,100,450,800,720,1000,0.72,0.26,0,0.02,0.93200000000000005,0.88]
[40,0.05,100,450,1200,36,1000,0.72,0.26,0,0.02,0.93200000000000005,0.91]
[40,0.05,100,450,2000,144,500,0.72,0.26,0,0.02,0.93200000000000005,0.94]
[40,0.05,100,450,2000,720,1000,0.72,0.26,0,0.02,0.93200000000000005,0.94]
[40,0.05,100,600,800,720,1000,0.72,0.26,0,0.02,0.97599999999999998,0.85]
[40,0.05,100,600,1200,144,0,0.68,0.26,0.04,0.02,0.97599999999999998,0.88]
[40,0.05,100,600,2000,360,1000,0.72,0.26,0,0.02,0.97599999999999998,0.92]
[40,0.05,300,300,800,720,0,0.65,0.26,0.08,0.01,3.726,0.94]
[40,0.05,300,300,1200,72,500,0.72,0.26,0.01,0.01,3.726,0.95]
[40,0.05,300,300,2000,72,1000,0.73,0.26,0,0.01,3.726,0.96]
[40,0.05,300,300,2000,720,0,0.65,0.26,0.08,0.01,3.726,0.96]
[40,0.05,300,450,1200,36,1000,0.73,0.26,0,0.01,3.726,0.92]
[40,0.05,300,450,2000,72,0,0.67,0.26,0.06,0.01,3.726,0.94]
[40,0.05,300,450,2000,360,500,0.72,0.26,0.01,0.01,3.726,0.94]
[40,0.05,300,600,800,360,1000,0.73,0.26,0,0.01,4.5540000000000003,0.88]
[40,0.05,300,600,1200,72,0,0.68,0.26,0.05,0.01,4.5540000000000003,0.9]
[40,0.05,300,600,2000,144,500,0.72,0.26,0.01,0.01,4.5540000000000003,0.93]
[40,0.05,600,300,800,144,1000,0.73,0.26,0,0.01,8.1980000000000004,0.95]
[40,0.05,600,300,1200,36,0,0.66,0.26,0.08,0.01,8.1980000000000004,0.96]
[40,0.05,600,300,1200,144,500,0.72,0.26,0.01,0.01,8.1980000000000004,0.96]
[40,0.05,600,300,2000,144,1000,0.73,0.26,0,0.01,8.1980000000000004,0.97]
[40,0.05,600,450,800,720,500,0.72,0.26,0.01,0.01,10.247,0.93]
[40,0.05,600,450,1200,36,500,0.72,0.26,0.01,0.01,10.247,0.94]
[40,0.05,600,450,2000,144,0,0.67,0.26,7.0000000000000007E-2,0.01,10.247,0.95]
[40,0.05,600,450,2000,720,500,0.72,0.26,0.01,0.01,10.247,0.95]
[40,0.05,600,600,800,720,1000,0.73,0.26,0,0.01,10.247,0.91]
[40,0.05,600,600,2000,72,500,0.72,0.26,0.01,0.01,10.247,0.94]
[40,0.05,600,600,2000,360,1000,0.73,0.26,0,0.01,10.247,0.94]
[40,0.1,100,300,800,360,0,0.68,0.28999999999999998,0.03,0.01,6.8310000000000004,0.92]
[40,0.1,100,300,1200,36,0,0.68,0.28999999999999998,0.02,0.01,6.8310000000000004,0.94]
[40,0.1,100,300,2000,36,500,0.7,0.28999999999999998,0,0.01,6.8310000000000004,0.96]
[40,0.1,100,450,800,180,0,0.68,0.3,0.02,0.01,6.8310000000000004,0.88]
[40,0.1,100,450,1200,18,500,0.7,0.3,0,0.01,6.8310000000000004,0.91]
[40,0.1,100,450,2000,18,1000,0.7,0.3,0,0.01,6.8310000000000004,0.94]
[40,0.1,100,450,2000,180,0,0.68,0.3,0.02,0.01,6.8310000000000004,0.94]
[40,0.1,100,600,800,180,500,0.7,0.3,0,0.01,6.8310000000000004,0.85]
[40,0.1,100,600,1200,18,1000,0.7,0.3,0,0.01,6.8310000000000004,0.88]
[40,0.1,100,600,2000,72,500,0.7,0.3,0,0.01,6.8310000000000004,0.92]
[40,0.1,300,300,800,72,1000,0.7,0.28999999999999998,0,0,20.494,0.94]
[40,0.1,300,300,1200,18,0,0.69,0.28999999999999998,0.02,0,20.494,0.95]
[40,0.1,300,300,2000,36,1000,0.7,0.28999999999999998,0,0,20.494,0.96]
[40,0.1,300,300,2000,72,1000,0.7,0.28999999999999998,0,0,20.494,0.96]
[40,0.1,300,450,800,360,500,0.7,0.3,0,0,20.494,0.91]
[40,0.1,300,450,1200,180,500,0.7,0.3,0,0,20.494,0.92]
[40,0.1,300,450,2000,36,1000,0.7,0.3,0,0,20.494,0.94]
[40,0.1,300,600,800,180,500,0.7,0.3,0,0,20.494,0.88]
[40,0.1,300,600,800,360,500,0.7,0.3,0,0,20.494,0.88]
[40,0.1,300,600,2000,36,0,0.69,0.3,0.01,0,20.494,0.93]
[40,0.1,300,600,2000,180,500,0.7,0.3,0,0,20.494,0.93]
[40,0.1,600,300,800,180,1000,0.71,0.28999999999999998,0,0,40.988999999999997,0.95]
[40,0.1,600,300,1200,36,0,0.68,0.28999999999999998,0.03,0,40.988999999999997,0.96]
[40,0.1,600,300,2000,36,500,0.7,0.28999999999999998,0,0,40.988999999999997,0.97]
[40,0.1,600,450,800,180,0,0.68,0.3,0.02,0,40.988999999999997,0.93]
[40,0.1,600,450,1200,18,500,0.7,0.3,0,0,40.988999999999997,0.94]
[40,0.1,600,450,2000,18,1000,0.7,0.3,0,0,40.988999999999997,0.95]
[40,0.1,600,450,2000,180,0,0.68,0.3,0.02,0,40.988999999999997,0.95]
[40,0.1,600,600,800,72,0,0.69,0.3,0.02,0,40.988999999999997,0.91]
[40,0.1,600,600,1200,360,1000,0.7,0.3,0,0,40.988999999999997,0.92]
[40,0.1,600,600,2000,72,0,0.69,0.3,0.02,0,40.988999999999997,0.94]
[40,0.15,100,300,800,48,500,0.67,0.33,0,0,13.663,0.92]
[40,0.15,100,300,800,240,1000,0.67,0.33,0,0,13.663,0.92]
[40,0.15,100,300,2000,24,500,0.67,0.33,0,0,13.663,0.96]
[40,0.15,100,450,800,24,1000,0.67,0.33,0,0,20.494,0.88]
[40,0.15,100,450,800,240,0,0.66,0.33,0.01,0,20.494,0.88]
[40,0.15,100,450,1200,240,500,0.67,0.33,0,0,20.494,0.91]
[40,0.15,100,450,2000,24,1000,0.67,0.33,0,0,20.494,0.93]
[40,0.15,100,600,800,120,500,0.67,0.33,0,0,20.494,0.85]
[40,0.15,100,600,800,240,500,0.67,0.33,0,0,20.494,0.85]
[40,0.15,100,600,2000,24,0,0.66,0.33,0.01,0,20.494,0.92]
[40,0.15,300,300,800,24,500,0.67,0.33,0,0,40.988999999999997,0.93]
[40,0.15,300,300,800,120,0,0.66,0.33,0.02,0,40.988999999999997,0.93]
[40,0.15,300,300,2000,12,0,0.67,0.33,0.01,0,40.988999999999997,0.96]
[40,0.15,300,300,2000,24,0,0.66,0.33,0.01,0,40.988999999999997,0.96]
[40,0.15,300,450,800,48,1000,0.67,0.33,0,0,40.988999999999997,0.9]
[40,0.15,300,450,1200,12,0,0.66,0.33,0.01,0,40.988999999999997,0.92]
[40,0.15,300,450,2000,12,500,0.67,0.33,0,0,40.988999999999997,0.94]
[40,0.15,300,600,800,48,0,0.66,0.33,0.01,0,40.988999999999997,0.88]
[40,0.15,300,600,800,120,0,0.66,0.33,0.01,0,40.988999999999997,0.88]
[40,0.15,300,600,1200,240,1000,0.67,0.33,0,0,40.988999999999997,0.9]
[40,0.15,300,600,2000,48,0,0.66,0.33,0.01,0,40.988999999999997,0.93]
[40,0.15,600,300,800,48,500,0.67,0.33,0,0,0,0.95]
[40,0.15,600,300,800,240,1000,0.68,0.33,0,0,0,0.95]
[40,0.15,600,300,2000,24,500,0.67,0.33,0,0,0,0.97]
[40,0.15,600,450,800,12,1000,0.67,0.33,0,0,0,0.93]
[40,0.15,600,450,800,120,1000,0.67,0.33,0,0,0,0.93]
[40,0.15,600,450,1200,240,0,0.66,0.33,0.01,0,0,0.94]
[40,0.15,600,450,2000,24,500,0.67,0.33,0,0,0,0.95]
[40,0.15,600,600,800,120,0,0.66,0.33,0.01,0,0,0.91]
[40,0.15,600,600,1200,120,500,0.67,0.33,0,0,0,0.92]
[40,0.15,600,600,2000,12,1000,0.67,0.33,0,0,0,0.94]
[40,0.2,100,300,800,18,0,0.64,0.36,0.01,0,40.988999999999997,0.91]
[40,0.2,100,300,800,90,500,0.64,0.36,0,0,40.988999999999997,0.91]
[40,0.2,100,300,2000,9,0,0.64,0.36,0,0,40.988999999999997,0.96]
[40,0.2,100,450,800,9,500,0.63,0.37,0,0,40.988999999999997,0.88]
[40,0.2,100,450,800,36,1000,0.63,0.37,0,0,40.988999999999997,0.88]
[40,0.2,100,450,1200,9,0,0.63,0.37,0,0,40.988999999999997,0.91]
[40,0.2,100,450,2000,9,500,0.63,0.37,0,0,40.988999999999997,0.93]
[40,0.2,100,600,800,18,1000,0.63,0.37,0,0,40.988999999999997,0.85]
[40,0.2,100,600,800,36,1000,0.63,0.37,0,0,40.988999999999997,0.85]
[40,0.2,100,600,1200,180,500,0.63,0.37,0,0,40.988999999999997,0.88]
[40,0.2,100,600,2000,18,1000,0.63,0.37,0,0,40.988999999999997,0.92]
[40,0.2,300,300,800,36,0,0.64,0.36,0.01,0,40.988999999999997,0.93]
[40,0.2,300,300,1200,90,1000,0.64,0.36,0,0,40.988999999999997,0.95]
[40,0.2,300,300,2000,18,0,0.64,0.36,0.01,0,40.988999999999997,0.96]
[40,0.2,300,450,800,18,500,0.64,0.37,0,0,40.988999999999997,0.9]
[40,0.2,300,450,800,90,1000,0.64,0.37,0,0,40.988999999999997,0.9]
[40,0.2,300,450,1200,180,0,0.63,0.37,0.01,0,40.988999999999997,0.92]
[40,0.2,300,600,800,9,1000,0.63,0.37,0,0,40.988999999999997,0.88]
[40,0.2,300,600,800,90,0,0.63,0.37,0.01,0,40.988999999999997,0.88]
[40,0.2,300,600,1200,90,500,0.63,0.37,0,0,40.988999999999997,0.9]
[40,0.2,300,600,2000,9,500,0.63,0.37,0,0,40.988999999999997,0.93]
[40,0.2,600,300,800,9,1000,0.65,0.36,0,0,0,0.95]
[40,0.2,600,300,800,90,0,0.64,0.36,0.01,0,0,0.95]
[40,0.2,600,300,1200,180,1000,0.65,0.36,0,0,0,0.96]
[40,0.2,600,450,800,9,0,0.63,0.37,0,0,0,0.93]
[40,0.2,600,450,800,36,500,0.64,0.37,0,0,0,0.93]
[40,0.2,600,450,1200,180,0,0.63,0.37,0.01,0,0,0.94]
[40,0.2,600,450,2000,9,0,0.63,0.37,0,0,0,0.95]
[40,0.2,600,600,800,18,1000,0.63,0.37,0,0,0,0.91]
[40,0.2,600,600,1200,36,0,0.63,0.37,0.01,0,0,0.92]
[40,0.2,600,600,1200,180,500,0.63,0.37,0,0,0,0.92]
[20,0.02,100,300,800,180,0,0.35,0.24,0.34,7.0000000000000007E-2,0.13300000000000001,0.92]
[20,0.02,100,300,800,360,0,0.35,0.24,0.34,7.0000000000000007E-2,0.13300000000000001,0.92]
[20,0.02,100,300,1200,900,0,0.35,0.24,0.34,7.0000000000000007E-2,0.13300000000000001,0.94]
[20,0.02,100,300,2000,900,1000,0.65,0.24,0.04,7.0000000000000007E-2,0.13300000000000001,0.96]
[20,0.02,100,450,800,180,0,0.38,0.24,0.31,7.0000000000000007E-2,0.14199999999999999,0.88]
[20,0.02,100,450,800,900,500,0.6,0.24,0.09,7.0000000000000007E-2,0.14199999999999999,0.88]
[20,0.02,100,450,1200,900,1000,0.65,0.24,0.03,7.0000000000000007E-2,0.14199999999999999,0.91]
[20,0.02,100,600,800,90,500,0.61,0.24,0.08,7.0000000000000007E-2,0.14499999999999999,0.85]
[20,0.02,100,600,800,360,1000,0.64,0.24,0.05,7.0000000000000007E-2,0.14499999999999999,0.85]
[20,0.02,100,600,1200,900,0,0.41,0.24,0.28000000000000003,7.0000000000000007E-2,0.14499999999999999,0.88]
[20,0.02,100,600,2000,90,500,0.61,0.24,0.08,7.0000000000000007E-2,0.14499999999999999,0.92]
[20,0.02,300,300,800,90,1000,0.65,0.24,7.0000000000000007E-2,0.04,0.36599999999999999,0.94]
[20,0.02,300,300,1200,360,500,0.59,0.24,0.12,0.04,0.376,0.95]
[20,0.02,300,300,1200,1800,1000,0.67,0.24,0.05,0.04,0.376,0.95]
[20,0.02,300,450,800,90,0,0.38,0.24,0.34,0.04,0.39800000000000002,0.91]
[20,0.02,300,450,800,360,500,0.6,0.24,0.12,0.04,0.39800000000000002,0.91]
[20,0.02,300,450,1200,1800,0,0.38,0.24,0.34,0.04,0.39800000000000002,0.92]
[20,0.02,300,450,2000,1800,0,0.38,0.24,0.34,0.04,0.39800000000000002,0.94]
[20,0.02,300,600,800,180,500,0.61,0.24,0.11,0.04,0.40200000000000002,0.88]
[20,0.02,300,600,1200,180,1000,0.67,0.24,0.05,0.04,0.40200000000000002,0.9]
[20,0.02,300,600,1200,1800,0,0.41,0.24,0.31,0.04,0.40200000000000002,0.9]
[20,0.02,600,300,800,90,1000,0.65,0.24,0.08,0.02,0.91100000000000003,0.95]
[20,0.02,600,300,800,180,1000,0.65,0.24,0.08,0.02,0.91100000000000003,0.95]
[20,0.02,600,300,1200,900,500,0.6,0.24,0.14000000000000001,0.02,0.91100000000000003,0.96]
[20,0.02,600,300,2000,900,1000,0.67,0.24,7.0000000000000007E-2,0.02,0.91100000000000003,0.97]
[20,0.02,600,450,800,180,0,0.39,0.24,0.35,0.02,0.91100000000000003,0.93]
[20,0.02,600,450,1200,360,1000,0.67,0.24,0.06,0.02,0.91100000000000003,0.94]
[20,0.02,600,450,1200,900,1000,0.67,0.24,0.06,0.02,0.91100000000000003,0.94]
[20,0.02,600,600,800,90,500,0.61,0.24,0.12,0.02,0.95299999999999996,0.91]
[20,0.02,600,600,800,360,1000,0.66,0.24,0.08,0.02,0.95299999999999996,0.91]
[20,0.02,600,600,1200,360,1000,0.68,0.24,0.06,0.02,0.95299999999999996,0.92]
[20,0.02,600,600,2000,1800,500,0.61,0.24,0.12,0.02,0.95299999999999996,0.94]
[20,0.05,100,300,800,36,500,0.7,0.26,0.02,0.02,0.872,0.92]
[20,0.05,100,300,1200,144,0,0.55000000000000004,0.26,0.18,0.02,0.89100000000000001,0.94]
[20,0.05,100,300,1200,720,500,0.7,0.26,0.02,0.02,0.89100000000000001,0.94]
[20,0.05,100,300,2000,720,1000,0.72,0.26,0,0.02,0.89100000000000001,0.96]
[20,0.05,100,450,800,144,0,0.57999999999999996,0.26,0.14000000000000001,0.02,0.93200000000000005,0.88]
[20,0.05,100,450,1200,144,500,0.7,0.26,0.02,0.02,0.93200000000000005,0.91]
[20,0.05,100,450,2000,720,0,0.57999999999999996,0.26,0.14000000000000001,0.02,0.93200000000000005,0.94]
[20,0.05,100,600,800,72,500,0.71,0.26,0.01,0.02,0.97599999999999998,0.85]
[20,0.05,100,600,1200,72,1000,0.72,0.26,0,0.02,0.97599999999999998,0.88]
[20,0.05,100,600,1200,720,0,0.6,0.26,0.12,0.02,0.97599999999999998,0.88]
[20,0.05,300,300,800,36,1000,0.72,0.26,0.01,0.01,3.4159999999999999,0.94]
[20,0.05,300,300,1200,36,0,0.55000000000000004,0.26,0.18,0.01,3.726,0.95]
[20,0.05,300,300,1200,360,0,0.55000000000000004,0.26,0.18,0.01,3.726,0.95]
[20,0.05,300,300,2000,360,500,0.71,0.26,0.03,0.01,3.726,0.96]
[20,0.05,300,450,800,36,1000,0.72,0.26,0.01,0.01,3.726,0.91]
[20,0.05,300,450,1200,144,500,0.71,0.26,0.02,0.01,3.726,0.92]
[20,0.05,300,450,2000,144,1000,0.72,0.26,0.01,0.01,3.726,0.94]
[20,0.05,300,600,800,36,0,0.6,0.26,0.13,0.01,4.5540000000000003,0.88]
[20,0.05,300,600,800,144,500,0.71,0.26,0.02,0.01,4.5540000000000003,0.88]
[20,0.05,300,600,1200,144,1000,0.72,0.26,0,0.01,4.5540000000000003,0.9]
[20,0.05,300,600,2000,720,500,0.71,0.26,0.02,0.01,4.5540000000000003,0.93]
[20,0.05,600,300,800,36,500,0.71,0.26,0.03,0.01,8.1980000000000004,0.95]
[20,0.05,600,300,1200,144,0,0.55000000000000004,0.26,0.19,0.01,8.1980000000000004,0.96]
[20,0.05,600,300,1200,720,500,0.71,0.26,0.03,0.01,8.1980000000000004,0.96]
[20,0.05,600,300,2000,360,1000,0.73,0.26,0.01,0.01,8.1980000000000004,0.97]
[20,0.05,600,450,1200,72,0,0.57999999999999996,0.26,0.16,0.01,10.247,0.94]
[20,0.05,600,450,1200,144,0,0.57999999999999996,0.26,0.16,0.01,10.247,0.94]
[20,0.05,600,450,2000,360,1000,0.73,0.26,0.01,0.01,10.247,0.95]
[20,0.05,600,600,800,72,0,0.6,0.26,0.13,0.01,10.247,0.91]
[20,0.05,600,600,1200,72,500,0.71,0.26,0.02,0.01,10.247,0.92]
[20,0.05,600,600,2000,360,0,0.6,0.26,0.13,0.01,10.247,0.94]
[20,0.1,100,300,800,18,500,0.7,0.28999999999999998,0,0.01,6.8310000000000004,0.92]
[20,0.1,100,300,1200,18,1000,0.7,0.28999999999999998,0,0.01,6.8310000000000004,0.94]
[20,0.1,100,300,1200,180,0,0.63,0.28999999999999998,7.0000000000000007E-2,0.01,6.8310000000000004,0.94]
[20,0.1,100,300,2000,180,500,0.7,0.28999999999999998,0,0.01,6.8310000000000004,0.96]
[20,0.1,100,450,800,18,1000,0.7,0.3,0,0.01,6.8310000000000004,0.88]
[20,0.1,100,450,1200,72,500,0.7,0.3,0,0.01,6.8310000000000004,0.91]
[20,0.1,100,450,2000,36,500,0.7,0.3,0,0.01,6.8310000000000004,0.94]
[20,0.1,100,450,2000,360,1000,0.7,0.3,0,0.01,6.8310000000000004,0.94]
[20,0.1,100,600,1200,36,500,0.69,0.3,0,0.01,6.8310000000000004,0.88]
[20,0.1,100,600,1200,72,500,0.69,0.3,0,0.01,6.8310000000000004,0.88]
[20,0.1,100,600,2000,360,0,0.66,0.3,0.04,0.01,6.8310000000000004,0.92]
[20,0.1,300,300,800,360,500,0.7,0.28999999999999998,0.01,0,20.494,0.94]
[20,0.1,300,300,1200,36,1000,0.7,0.28999999999999998,0,0,20.494,0.95]
[20,0.1,300,300,2000,180,500,0.7,0.28999999999999998,0.01,0,20.494,0.96]
[20,0.1,300,300,2000,360,500,0.7,0.28999999999999998,0.01,0,20.494,0.96]
[20,0.1,300,450,1200,36,0,0.65,0.3,0.05,0,20.494,0.92]
[20,0.1,300,450,2000,36,500,0.7,0.3,0,0,20.494,0.94]
[20,0.1,300,450,2000,180,1000,0.7,0.3,0,0,20.494,0.94]
[20,0.1,300,600,800,36,0,0.66,0.3,0.04,0,20.494,0.88]
[20,0.1,300,600,1200,36,500,0.7,0.3,0,0,20.494,0.9]
[20,0.1,300,600,2000,72,500,0.7,0.3,0,0,20.494,0.93]
[20,0.1,600,300,800,18,0,0.64,0.28999999999999998,0.06,0,40.988999999999997,0.95]
[20,0.1,600,300,1200,18,500,0.7,0.28999999999999998,0.01,0,40.988999999999997,0.96]
[20,0.1,600,300,1200,72,1000,0.7,0.28999999999999998,0,0,40.988999999999997,0.96]
[20,0.1,600,300,2000,180,0,0.63,0.28999999999999998,7.0000000000000007E-2,0,40.988999999999997,0.97]
[20,0.1,600,450,800,360,1000,0.7,0.3,0,0,40.988999999999997,0.93]
[20,0.1,600,450,1200,72,0,0.65,0.3,0.06,0,40.988999999999997,0.94]
[20,0.1,600,450,2000,72,500,0.7,0.3,0.01,0,40.988999999999997,0.95]
[20,0.1,600,450,2000,360,1000,0.7,0.3,0,0,40.988999999999997,0.95]
[20,0.1,600,600,1200,18,0,0.66,0.3,0.04,0,40.988999999999997,0.92]
[20,0.1,600,600,2000,36,1000,0.7,0.3,0,0,40.988999999999997,0.94]
[20,0.1,600,600,2000,360,0,0.66,0.3,0.05,0,40.988999999999997,0.94]
[20,0.15,100,300,800,240,500,0.67,0.33,0,0,13.663,0.92]
[20,0.15,100,300,1200,24,0,0.64,0.33,0.03,0,13.663,0.94]
[20,0.15,100,300,2000,120,0,0.64,0.33,0.04,0,13.663,0.96]
[20,0.15,100,300,2000,240,0,0.64,0.33,0.04,0,13.663,0.96]
[20,0.15,100,450,1200,12,1000,0.67,0.33,0,0,20.494,0.91]
[20,0.15,100,450,2000,24,0,0.64,0.33,0.03,0,20.494,0.93]
[20,0.15,100,450,2000,120,500,0.67,0.33,0,0,20.494,0.93]
[20,0.15,100,600,1200,12,0,0.65,0.33,0.02,0,20.494,0.88]
[20,0.15,100,600,1200,24,0,0.65,0.33,0.02,0,20.494,0.88]
[20,0.15,100,600,2000,48,1000,0.67,0.33,0,0,20.494,0.92]
[20,0.15,300,300,800,12,0,0.65,0.33,0.03,0,40.988999999999997,0.93]
[20,0.15,300,300,1200,12,500,0.67,0.33,0,0,40.988999999999997,0.95]
[20,0.15,300,300,2000,48,0,0.64,0.33,0.04,0,40.988999999999997,0.96]
[20,0.15,300,300,2000,120,0,0.64,0.33,0.04,0,40.988999999999997,0.96]
[20,0.15,300,450,800,240,1000,0.67,0.33,0,0,40.988999999999997,0.9]
[20,0.15,300,450,1200,48,0,0.64,0.33,0.03,0,40.988999999999997,0.92]
[20,0.15,300,450,2000,48,0,0.64,0.33,0.03,0,40.988999999999997,0.94]
[20,0.15,300,450,2000,240,500,0.67,0.33,0,0,40.988999999999997,0.94]
[20,0.15,300,600,800,240,1000,0.67,0.33,0,0,40.988999999999997,0.88]
[20,0.15,300,600,2000,24,500,0.66,0.33,0,0,40.988999999999997,0.93]
[20,0.15,300,600,2000,120,1000,0.67,0.33,0,0,40.988999999999997,0.93]
[20,0.15,600,300,800,240,0,0.64,0.33,0.04,0,0,0.95]
[20,0.15,600,300,1200,24,500,0.67,0.33,0,0,0,0.96]
[20,0.15,600,300,2000,120,0,0.64,0.33,0.04,0,0,0.97]
[20,0.15,600,450,800,120,500,0.67,0.33,0,0,0,0.93]
[20,0.15,600,450,1200,12,1000,0.67,0.33,0,0,0,0.94]
[20,0.15,600,450,2000,24,0,0.64,0.33,0.03,0,0,0.95]
[20,0.15,600,450,2000,120,500,0.67,0.33,0,0,0,0.95]
[20,0.15,600,600,800,240,1000,0.67,0.33,0,0,0,0.91]
[20,0.15,600,600,2000,12,0,0.65,0.33,0.02,0,0,0.94]
[20,0.15,600,600,2000,48,500,0.66,0.33,0,0,0,0.94]
[20,0.2,100,300,800,36,1000,0.64,0.36,0,0,40.988999999999997,0.91]
[20,0.2,100,300,1200,9,0,0.63,0.36,0.02,0,40.988999999999997,0.94]
[20,0.2,100,300,2000,18,1000,0.64,0.36,0,0,40.988999999999997,0.96]
[20,0.2,100,300,2000,36,1000,0.64,0.36,0,0,40.988999999999997,0.96]
[20,0.2,100,450,800,180,500,0.63,0.37,0,0,40.988999999999997,0.88]
[20,0.2,100,450,1200,18,1000,0.63,0.37,0,0,40.988999999999997,0.91]
[20,0.2,100,450,2000,36,0,0.62,0.37,0.02,0,40.988999999999997,0.93]
[20,0.2,100,600,800,90,1000,0.63,0.37,0,0,40.988999999999997,0.85]
[20,0.2,100,600,800,180,1000,0.63,0.37,0,0,40.988999999999997,0.85]
[20,0.2,100,600,2000,18,500,0.63,0.37,0,0,40.988999999999997,0.92]
[20,0.2,100,600,2000,90,1000,0.63,0.37,0,0,40.988999999999997,0.92]
[20,0.2,300,300,800,90,0,0.62,0.36,0.02,0,40.988999999999997,0.93]
[20,0.2,300,300,2000,9,500,0.64,0.36,0,0,40.988999999999997,0.96]
[20,0.2,300,300,2000,36,1000,0.64,0.36,0,0,40.988999999999997,0.96]
[20,0.2,300,450,800,90,0,0.62,0.37,0.02,0,40.988999999999997,0.9]
[20,0.2,300,450,1200,9,500,0.64,0.37,0,0,40.988999999999997,0.92]
[20,0.2,300,450,2000,9,1000,0.64,0.37,0,0,40.988999999999997,0.94]
[20,0.2,300,450,2000,90,0,0.62,0.37,0.02,0,40.988999999999997,0.94]
[20,0.2,300,600,800,180,1000,0.63,0.37,0,0,40.988999999999997,0.88]
[20,0.2,300,600,2000,9,0,0.62,0.37,0.01,0,40.988999999999997,0.93]
[20,0.2,300,600,2000,36,500,0.63,0.37,0,0,40.988999999999997,0.93]
[20,0.2,600,300,800,36,1000,0.64,0.36,0,0,0,0.95]
[20,0.2,600,300,1200,9,0,0.63,0.36,0.02,0,0,0.96]
[20,0.2,600,300,2000,18,1000,0.65,0.36,0,0,0,0.97]
[20,0.2,600,450,800,9,1000,0.64,0.37,0,0,0,0.93]
[20,0.2,600,450,800,180,0,0.62,0.37,0.02,0,0,0.93]
[20,0.2,600,450,2000,9,1000,0.64,0.37,0,0,0,0.95]
[20,0.2,600,450,2000,18,1000,0.64,0.37,0,0,0,0.95]
[20,0.2,600,600,800,90,500,0.63,0.37,0,0,0,0.91]
[20,0.2,600,600,1200,90,1000,0.63,0.37,0,0,0,0.92]
[20,0.2,600,600,2000,18,0,0.62,0.37,0.01,0,0,0.94]
[20,0.2,600,600,2000,90,500,0.63,0.37,0,0,0,0.94]
[10,0.02,100,300,800,900,1000,0.59,0.24,0.1,7.0000000000000007E-2,0.13200000000000001,0.91]
[10,0.02,100,300,2000,90,500,0.52,0.24,0.17,7.0000000000000007E-2,0.13300000000000001,0.95]
[10,0.02,100,300,2000,360,1000,0.61,0.24,0.08,7.0000000000000007E-2,0.13300000000000001,0.95]
[10,0.02,100,450,800,900,0,0.23,0.24,0.45,7.0000000000000007E-2,0.14199999999999999,0.88]
[10,0.02,100,450,1200,90,500,0.52,0.24,0.17,7.0000000000000007E-2,0.14199999999999999,0.9]
[10,0.02,100,450,1200,1800,500,0.52,0.24,0.17,7.0000000000000007E-2,0.14199999999999999,0.9]
[10,0.02,100,600,800,360,0,0.26,0.24,0.43,7.0000000000000007E-2,0.14499999999999999,0.85]
[10,0.02,100,600,800,1800,500,0.53,0.24,0.16,7.0000000000000007E-2,0.14499999999999999,0.85]
[10,0.02,100,600,1200,1800,1000,0.61,0.24,0.08,7.0000000000000007E-2,0.14499999999999999,0.88]
[10,0.02,100,600,2000,360,0,0.26,0.24,0.43,7.0000000000000007E-2,0.14499999999999999,0.92]
[10,0.02,300,300,800,360,500,0.52,0.24,0.2,0.04,0.376,0.93]
[10,0.02,300,300,1200,1800,0,0.21,0.24,0.51,0.04,0.376,0.95]
[10,0.02,300,300,2000,180,500,0.52,0.24,0.2,0.04,0.376,0.96]
[10,0.02,300,450,800,180,1000,0.6,0.24,0.12,0.04,0.39400000000000002,0.9]
[10,0.02,300,450,800,1800,0,0.24,0.24,0.48,0.04,0.39800000000000002,0.91]
[10,0.02,300,450,2000,90,1000,0.62,0.24,0.1,0.04,0.39800000000000002,0.94]
[10,0.02,300,450,2000,180,1000,0.62,0.24,0.1,0.04,0.39800000000000002,0.94]
[10,0.02,300,600,800,900,500,0.53,0.24,0.19,0.04,0.40200000000000002,0.88]
[10,0.02,300,600,1200,900,1000,0.62,0.24,0.1,0.04,0.40200000000000002,0.9]
[10,0.02,300,600,2000,90,500,0.53,0.24,0.19,0.04,0.40200000000000002,0.92]
[10,0.02,600,300,800,360,500,0.52,0.24,0.22,0.02,0.91100000000000003,0.95]
[10,0.02,600,300,800,900,500,0.52,0.24,0.22,0.02,0.91100000000000003,0.95]
[10,0.02,600,300,2000,90,0,0.21,0.24,0.52,0.02,0.91100000000000003,0.97]
[10,0.02,600,450,800,90,500,0.53,0.24,0.21,0.02,0.91100000000000003,0.92]
[10,0.02,600,450,800,360,1000,0.6,0.24,0.14000000000000001,0.02,0.91100000000000003,0.92]
[10,0.02,600,450,1200,1800,500,0.53,0.24,0.21,0.02,0.91100000000000003,0.94]
[10,0.02,600,450,2000,90,500,0.53,0.24,0.21,0.02,0.91100000000000003,0.95]
[10,0.02,600,600,800,360,0,0.26,0.24,0.48,0.02,0.95299999999999996,0.91]
[10,0.02,600,600,800,1800,500,0.53,0.24,0.21,0.02,0.95299999999999996,0.9]
[10,0.02,600,600,1200,1800,1000,0.62,0.24,0.11,0.02,0.95299999999999996,0.92]
[10,0.02,600,600,2000,360,0,0.26,0.24,0.48,0.02,0.95299999999999996,0.94]
[10,0.05,100,300,800,144,500,0.68,0.26,0.04,0.02,0.89100000000000001,0.91]
[10,0.05,100,300,1200,360,0,0.38,0.26,0.34,0.02,0.89100000000000001,0.94]
[10,0.05,100,300,2000,72,0,0.38,0.26,0.34,0.02,0.89100000000000001,0.96]
[10,0.05,100,450,800,72,500,0.68,0.26,0.04,0.02,0.93200000000000005,0.88]
[10,0.05,100,450,800,360,1000,0.7,0.26,0.02,0.02,0.93200000000000005,0.88]
[10,0.05,100,450,2000,36,500,0.68,0.26,0.04,0.02,0.93200000000000005,0.93]
[10,0.05,100,600,800,36,1000,0.7,0.26,0.01,0.02,0.91100000000000003,0.85]
[10,0.05,100,600,800,360,0,0.43,0.26,0.28999999999999998,0.02,0.97599999999999998,0.85]
[10,0.05,100,600,1200,360,500,0.68,0.26,0.04,0.02,0.97599999999999998,0.88]
[10,0.05,100,600,2000,36,1000,0.71,0.26,0.01,0.02,0.97599999999999998,0.91]
[10,0.05,300,300,800,144,500,0.68,0.26,0.05,0.01,3.726,0.93]
[10,0.05,300,300,1200,144,1000,0.72,0.26,0.02,0.01,3.726,0.95]
[10,0.05,300,300,2000,36,0,0.38,0.26,0.35,0.01,3.726,0.96]
[10,0.05,300,450,800,36,500,0.68,0.26,0.05,0.01,3.4159999999999999,0.9]
[10,0.05,300,450,800,144,1000,0.71,0.26,0.02,0.01,3.726,0.9]
[10,0.05,300,450,1200,720,0,0.41,0.26,0.32,0.01,3.726,0.92]
[10,0.05,300,450,2000,36,0,0.41,0.26,0.32,0.01,3.726,0.94]
[10,0.05,300,600,800,72,1000,0.71,0.26,0.02,0.01,4.0990000000000002,0.88]
[10,0.05,300,600,800,720,0,0.44,0.26,0.28999999999999998,0.01,4.5540000000000003,0.88]
[10,0.05,300,600,1200,720,500,0.68,0.26,0.05,0.01,4.5540000000000003,0.9]
[10,0.05,600,300,800,72,0,0.38,0.26,0.36,0.01,8.1980000000000004,0.95]
[10,0.05,600,300,800,144,0,0.38,0.26,0.36,0.01,8.1980000000000004,0.95]
[10,0.05,600,300,1200,360,1000,0.72,0.26,0.02,0.01,8.1980000000000004,0.96]
[10,0.05,600,300,2000,72,0,0.38,0.26,0.36,0.01,8.1980000000000004,0.97]
[10,0.05,600,450,800,72,500,0.68,0.26,0.05,0.01,10.247,0.93]
[10,0.05,600,450,1200,360,0,0.41,0.26,0.32,0.01,10.247,0.94]
[10,0.05,600,450,2000,36,500,0.68,0.26,0.05,0.01,10.247,0.95]
[10,0.05,600,600,800,36,1000,0.71,0.26,0.02,0.01,10.247,0.91]
[10,0.05,600,600,800,144,1000,0.71,0.26,0.02,0.01,10.247,0.91]
[10,0.05,600,600,1200,360,0,0.44,0.26,0.3,0.01,10.247,0.92]
[10,0.05,600,600,2000,36,500,0.68,0.26,0.05,0.01,10.247,0.94]
[10,0.1,100,300,800,72,0,0.51,0.28999999999999998,0.19,0.01,6.8310000000000004,0.92]
[10,0.1,100,300,1200,72,500,0.69,0.28999999999999998,0.01,0.01,6.8310000000000004,0.94]
[10,0.1,100,300,1200,360,1000,0.7,0.28999999999999998,0,0.01,6.8310000000000004,0.94]
[10,0.1,100,450,800,18,0,0.54,0.3,0.16,0.01,6.8310000000000004,0.88]
[10,0.1,100,450,800,72,500,0.69,0.3,0.01,0.01,6.8310000000000004,0.88]
[10,0.1,100,450,1200,360,0,0.53,0.3,0.17,0.01,6.8310000000000004,0.91]
[10,0.1,100,450,2000,360,500,0.69,0.3,0.01,0.01,6.8310000000000004,0.93]
[10,0.1,100,600,800,36,1000,0.7,0.3,0,0.01,6.8310000000000004,0.85]
[10,0.1,100,600,1200,180,500,0.69,0.3,0.01,0.01,6.8310000000000004,0.88]
[10,0.1,100,600,1200,360,500,0.69,0.3,0.01,0.01,6.8310000000000004,0.88]
[10,0.1,300,300,800,36,0,0.51,0.28999999999999998,0.2,0,20.494,0.94]
[10,0.1,300,300,1200,18,0,0.52,0.28999999999999998,0.19,0,20.494,0.95]
[10,0.1,300,300,1200,180,500,0.69,0.28999999999999998,0.01,0,20.494,0.95]
[10,0.1,300,300,2000,18,1000,0.7,0.28999999999999998,0,0,20.494,0.96]
[10,0.1,300,450,800,36,0,0.53,0.3,0.17,0,20.494,0.91]
[10,0.1,300,450,1200,72,1000,0.7,0.3,0,0,20.494,0.92]
[10,0.1,300,450,1200,180,1000,0.7,0.3,0,0,20.494,0.92]
[10,0.1,300,600,800,18,500,0.69,0.3,0.01,0,20.494,0.88]
[10,0.1,300,600,800,72,1000,0.7,0.3,0,0,20.494,0.88]
[10,0.1,300,600,1200,180,0,0.55000000000000004,0.3,0.15,0,20.494,0.9]
[10,0.1,300,600,2000,360,1000,0.7,0.3,0,0,20.494,0.93]
[10,0.1,600,300,800,72,0,0.51,0.28999999999999998,0.2,0,40.988999999999997,0.95]
[10,0.1,600,300,1200,72,500,0.69,0.28999999999999998,0.01,0,40.988999999999997,0.96]
[10,0.1,600,300,1200,360,1000,0.7,0.28999999999999998,0,0,40.988999999999997,0.96]
[10,0.1,600,300,2000,180,1000,0.7,0.28999999999999998,0,0,40.988999999999997,0.97]
[10,0.1,600,450,1200,36,500,0.69,0.3,0.01,0,40.988999999999997,0.94]
[10,0.1,600,450,1200,180,1000,0.7,0.3,0,0,40.988999999999997,0.94]
[10,0.1,600,450,2000,360,0,0.53,0.3,0.17,0,40.988999999999997,0.95]
[10,0.1,600,600,800,36,500,0.69,0.3,0.01,0,40.988999999999997,0.91]
[10,0.1,600,600,1200,180,0,0.55000000000000004,0.3,0.15,0,40.988999999999997,0.92]
[10,0.1,600,600,1200,360,0,0.55000000000000004,0.3,0.15,0,40.988999999999997,0.92]
[10,0.15,100,300,800,12,1000,0.67,0.33,0,0,13.663,0.91]
[10,0.15,100,300,1200,24,0,0.56000000000000005,0.33,0.12,0,13.663,0.94]
[10,0.15,100,300,1200,120,500,0.67,0.33,0,0,13.663,0.94]
[10,0.15,100,450,800,12,0,0.57999999999999996,0.33,0.09,0,20.494,0.88]
[10,0.15,100,450,800,24,0,0.56999999999999995,0.33,0.1,0,20.494,0.88]
[10,0.15,100,450,1200,48,1000,0.67,0.33,0,0,20.494,0.91]
[10,0.15,100,450,2000,24,500,0.66,0.33,0,0,20.494,0.93]
[10,0.15,100,600,800,12,0,0.59,0.33,0.08,0,20.494,0.85]
[10,0.15,100,600,1200,24,1000,0.67,0.33,0,0,20.494,0.88]
[10,0.15,100,600,1200,48,1000,0.67,0.33,0,0,20.494,0.88]
[10,0.15,100,600,2000,240,500,0.66,0.33,0,0,20.494,0.92]
[10,0.15,300,300,800,24,1000,0.67,0.33,0,0,40.988999999999997,0.93]
[10,0.15,300,300,1200,48,0,0.55000000000000004,0.33,0.12,0,40.988999999999997,0.95]
[10,0.15,300,300,1200,240,500,0.67,0.33,0,0,40.988999999999997,0.95]
[10,0.15,300,300,2000,240,1000,0.67,0.33,0,0,40.988999999999997,0.96]
[10,0.15,300,450,1200,24,500,0.67,0.33,0,0,40.988999999999997,0.92]
[10,0.15,300,450,1200,120,1000,0.67,0.33,0,0,40.988999999999997,0.92]
[10,0.15,300,450,2000,240,0,0.56999999999999995,0.33,0.1,0,40.988999999999997,0.94]
[10,0.15,300,600,800,24,500,0.66,0.33,0,0,40.988999999999997,0.88]
[10,0.15,300,600,1200,24,1000,0.67,0.33,0,0,40.988999999999997,0.9]
[10,0.15,300,600,2000,48,500,0.66,0.33,0,0,40.988999999999997,0.93]
[10,0.15,600,300,800,12,500,0.67,0.33,0.01,0,0,0.95]
[10,0.15,600,300,1200,12,1000,0.68,0.33,0,0,0,0.96]
[10,0.15,600,300,1200,120,0,0.55000000000000004,0.33,0.12,0,0,0.96]
[10,0.15,600,300,2000,240,1000,0.67,0.33,0,0,0,0.97]
[10,0.15,600,450,1200,12,0,0.57999999999999996,0.33,0.09,0,0,0.94]
[10,0.15,600,450,1200,48,500,0.67,0.33,0.01,0,0,0.94]
[10,0.15,600,450,2000,48,1000,0.67,0.33,0,0,0,0.95]
[10,0.15,600,600,800,12,0,0.59,0.33,0.08,0,0,0.91]
[10,0.15,600,600,1200,24,1000,0.67,0.33,0,0,0,0.92]
[10,0.15,600,600,1200,48,1000,0.67,0.33,0,0,0,0.92]
[10,0.15,600,600,2000,240,500,0.66,0.33,0.01,0,0,0.94]
[10,0.2,100,300,800,18,1000,0.64,0.36,0,0,40.988999999999997,0.91]
[10,0.2,100,300,1200,18,0,0.56999999999999995,0.36,0.08,0,40.988999999999997,0.94]
[10,0.2,100,300,2000,90,500,0.64,0.36,0,0,40.988999999999997,0.96]
[10,0.2,100,300,2000,180,500,0.64,0.36,0,0,40.988999999999997,0.96]
[10,0.2,100,450,1200,18,0,0.56999999999999995,0.37,0.06,0,40.988999999999997,0.91]
[10,0.2,100,450,1200,90,500,0.63,0.37,0,0,40.988999999999997,0.91]
[10,0.2,100,450,2000,90,1000,0.63,0.37,0,0,40.988999999999997,0.93]
[10,0.2,100,600,1200,9,500,0.63,0.37,0,0,40.988999999999997,0.88]
[10,0.2,100,600,1200,18,500,0.63,0.37,0,0,40.988999999999997,0.88]
[10,0.2,100,600,2000,90,0,0.57999999999999996,0.37,0.05,0,40.988999999999997,0.92]
[10,0.2,300,300,800,9,500,0.64,0.36,0,0,40.988999999999997,0.93]
[10,0.2,300,300,1200,9,1000,0.64,0.36,0,0,40.988999999999997,0.95]
[10,0.2,300,300,1200,90,0,0.56000000000000005,0.36,0.08,0,40.988999999999997,0.95]
[10,0.2,300,300,2000,180,1000,0.64,0.36,0,0,40.988999999999997,0.96]
[10,0.2,300,450,1200,9,0,0.57999999999999996,0.37,0.06,0,40.988999999999997,0.92]
[10,0.2,300,450,1200,36,0,0.56999999999999995,0.37,7.0000000000000007E-2,0,40.988999999999997,0.92]
[10,0.2,300,450,2000,36,500,0.63,0.37,0,0,40.988999999999997,0.94]
[10,0.2,300,450,2000,180,1000,0.64,0.37,0,0,40.988999999999997,0.94]
[10,0.2,300,600,1200,18,500,0.63,0.37,0,0,40.988999999999997,0.9]
[10,0.2,300,600,2000,18,1000,0.63,0.37,0,0,40.988999999999997,0.93]
[10,0.2,300,600,2000,180,0,0.57999999999999996,0.37,0.06,0,40.988999999999997,0.93]
[10,0.2,600,300,1200,9,1000,0.64,0.36,0,0,0,0.96]
[10,0.2,600,300,1200,18,1000,0.64,0.36,0,0,0,0.96]
[10,0.2,600,300,2000,90,500,0.64,0.36,0,0,0,0.97]
[10,0.2,600,450,800,90,1000,0.64,0.37,0,0,0,0.93]
[10,0.2,600,450,1200,18,0,0.56999999999999995,0.37,0.06,0,0,0.94]
[10,0.2,600,450,1200,90,500,0.63,0.37,0,0,0,0.94]
[10,0.2,600,450,2000,90,1000,0.64,0.37,0,0,0,0.95]
[10,0.2,600,600,800,180,1000,0.63,0.37,0,0,0,0.91]
[10,0.2,600,600,1200,18,0,0.57999999999999996,0.37,0.05,0,0,0.92]
[10,0.2,600,600,2000,36,1000,0.63,0.37,0,0,0,0.94]
[8,0.02,100,300,800,90,0,0.17,0.24,0.52,7.0000000000000007E-2,0.13300000000000001,0.92]
[8,0.02,100,300,1200,90,500,0.49,0.24,0.2,7.0000000000000007E-2,0.13300000000000001,0.93]
[8,0.02,100,300,2000,360,0,0.17,0.24,0.52,7.0000000000000007E-2,0.13300000000000001,0.96]
[8,0.02,100,300,2000,1800,500,0.49,0.24,0.2,7.0000000000000007E-2,0.13300000000000001,0.95]
[8,0.02,100,450,800,1800,1000,0.56999999999999995,0.24,0.11,7.0000000000000007E-2,0.14099999999999999,0.87]
[8,0.02,100,450,1200,360,0,0.19,0.24,0.5,7.0000000000000007E-2,0.14199999999999999,0.91]
[8,0.02,100,450,2000,360,500,0.5,0.24,0.19,7.0000000000000007E-2,0.14199999999999999,0.93]
[8,0.02,100,600,800,1800,0,0.21,0.24,0.48,7.0000000000000007E-2,0.14499999999999999,0.85]
[8,0.02,100,600,1200,180,500,0.5,0.24,0.19,7.0000000000000007E-2,0.14499999999999999,0.88]
[8,0.02,100,600,2000,180,1000,0.59,0.24,0.09,7.0000000000000007E-2,0.14499999999999999,0.91]
[8,0.02,100,600,2000,1800,0,0.21,0.24,0.48,7.0000000000000007E-2,0.14499999999999999,0.92]
[8,0.02,300,300,800,900,0,0.17,0.24,0.55000000000000004,0.04,0.376,0.94]
[8,0.02,300,300,1200,180,500,0.49,0.24,0.23,0.04,0.376,0.94]
[8,0.02,300,300,2000,900,0,0.17,0.24,0.55000000000000004,0.04,0.376,0.96]
[8,0.02,300,450,800,900,500,0.5,0.24,0.22,0.04,0.39800000000000002,0.9]
[8,0.02,300,450,1200,90,1000,0.6,0.24,0.12,0.04,0.39400000000000002,0.92]
[8,0.02,300,450,2000,360,500,0.5,0.24,0.22,0.04,0.39800000000000002,0.94]
[8,0.02,300,450,2000,900,500,0.5,0.24,0.22,0.04,0.39800000000000002,0.94]
[8,0.02,300,600,1200,90,0,0.21,0.24,0.51,0.04,0.40200000000000002,0.9]
[8,0.02,300,600,2000,90,500,0.5,0.24,0.22,0.04,0.40200000000000002,0.92]
[8,0.02,300,600,2000,360,1000,0.6,0.24,0.12,0.04,0.40200000000000002,0.92]
[8,0.02,600,300,800,1800,500,0.49,0.24,0.24,0.02,0.91100000000000003,0.95]
[8,0.02,600,300,1200,90,500,0.49,0.24,0.24,0.02,0.91100000000000003,0.96]
[8,0.02,600,300,2000,360,0,0.17,0.24,0.56000000000000005,0.02,0.91100000000000003,0.97]
[8,0.02,600,300,2000,1800,500,0.49,0.24,0.24,0.02,0.91100000000000003,0.97]
[8,0.02,600,450,800,1800,500,0.5,0.24,0.24,0.02,0.91100000000000003,0.92]
[8,0.02,600,450,1200,180,1000,0.6,0.24,0.14000000000000001,0.02,0.91100000000000003,0.93]
[8,0.02,600,450,2000,360,0,0.19,0.24,0.54,0.02,0.91100000000000003,0.95]
[8,0.02,600,600,800,900,1000,0.57999999999999996,0.24,0.16,0.02,0.95299999999999996,0.9]
[8,0.02,600,600,1200,180,0,0.21,0.24,0.53,0.02,0.95299999999999996,0.92]
[8,0.02,600,600,2000,180,500,0.5,0.24,0.23,0.02,0.95299999999999996,0.93]
[8,0.02,600,600,2000,900,1000,0.6,0.24,0.13,0.02,0.95299999999999996,0.93]
[8,0.05,100,300,800,720,0,0.31,0.26,0.41,0.02,0.89100000000000001,0.92]
[8,0.05,100,300,2000,36,1000,0.71,0.26,0.02,0.02,0.89100000000000001,0.95]
[8,0.05,100,300,2000,360,0,0.31,0.26,0.41,0.02,0.89100000000000001,0.96]
[8,0.05,100,450,800,360,500,0.67,0.26,0.05,0.02,0.93200000000000005,0.88]
[8,0.05,100,450,1200,36,1000,0.71,0.26,0.01,0.02,0.91100000000000003,0.9]
[8,0.05,100,450,2000,144,0,0.34,0.26,0.38,0.02,0.93200000000000005,0.94]
[8,0.05,100,600,800,144,500,0.67,0.26,0.05,0.02,0.97599999999999998,0.85]
[8,0.05,100,600,800,720,1000,0.7,0.26,0.02,0.02,0.97599999999999998,0.85]
[8,0.05,100,600,2000,36,0,0.36,0.26,0.36,0.02,0.97599999999999998,0.92]
[8,0.05,100,600,2000,144,500,0.67,0.26,0.05,0.02,0.97599999999999998,0.91]
[8,0.05,300,300,800,720,0,0.31,0.26,0.42,0.01,3.726,0.94]
[8,0.05,300,300,1200,36,0,0.32,0.26,0.41,0.01,3.726,0.95]
[8,0.05,300,300,2000,72,1000,0.71,0.26,0.02,0.01,3.726,0.96]
[8,0.05,300,450,800,144,0,0.34,0.26,0.39,0.01,3.726,0.91]
[8,0.05,300,450,800,720,500,0.67,0.26,0.06,0.01,3.726,0.9]
[8,0.05,300,450,2000,72,0,0.34,0.26,0.39,0.01,3.726,0.94]
[8,0.05,300,450,2000,144,0,0.34,0.26,0.39,0.01,3.726,0.94]
[8,0.05,300,600,800,360,1000,0.7,0.26,0.03,0.01,4.5540000000000003,0.88]
[8,0.05,300,600,1200,72,0,0.36,0.26,0.37,0.01,4.5540000000000003,0.9]
[8,0.05,300,600,2000,36,500,0.67,0.26,0.06,0.01,4.5540000000000003,0.92]
[8,0.05,600,300,800,144,1000,0.7,0.26,0.03,0.01,8.1980000000000004,0.95]
[8,0.05,600,300,800,360,1000,0.7,0.26,0.03,0.01,8.1980000000000004,0.95]
[8,0.05,600,300,2000,36,500,0.67,0.26,7.0000000000000007E-2,0.01,8.1980000000000004,0.97]
[8,0.05,600,300,2000,144,1000,0.71,0.26,0.02,0.01,8.1980000000000004,0.97]
[8,0.05,600,450,800,360,0,0.34,0.26,0.39,0.01,10.247,0.93]
[8,0.05,600,450,1200,36,500,0.67,0.26,0.06,0.01,10.247,0.94]
[8,0.05,600,450,2000,144,0,0.34,0.26,0.39,0.01,10.247,0.95]
[8,0.05,600,600,800,144,500,0.67,0.26,0.06,0.01,10.247,0.91]
[8,0.05,600,600,800,720,1000,0.7,0.26,0.03,0.01,10.247,0.9]
[8,0.05,600,600,2000,36,0,0.36,0.26,0.37,0.01,10.247,0.94]
[8,0.05,600,600,2000,144,500,0.67,0.26,0.06,0.01,10.247,0.94]
[8,0.1,100,300,800,360,0,0.44,0.28999999999999998,0.26,0.01,6.8310000000000004,0.92]
[8,0.1,100,300,1200,180,0,0.44,0.28999999999999998,0.26,0.01,6.8310000000000004,0.94]
[8,0.1,100,300,2000,36,500,0.69,0.28999999999999998,0.01,0.01,6.8310000000000004,0.96]
[8,0.1,100,450,800,36,1000,0.7,0.3,0,0.01,6.8310000000000004,0.88]
[8,0.1,100,450,800,360,0,0.46,0.3,0.24,0.01,6.8310000000000004,0.88]
[8,0.1,100,450,2000,18,1000,0.7,0.3,0,0.01,6.8310000000000004,0.93]
[8,0.1,100,600,800,36,0,0.47,0.3,0.23,0.01,6.8310000000000004,0.85]
[8,0.1,100,600,800,180,500,0.69,0.3,0.01,0.01,6.8310000000000004,0.85]
[8,0.1,100,600,1200,18,1000,0.7,0.3,0,0.01,6.8310000000000004,0.88]
[8,0.1,100,600,2000,36,0,0.47,0.3,0.23,0.01,6.8310000000000004,0.92]
[8,0.1,300,300,800,72,1000,0.7,0.28999999999999998,0,0,20.494,0.93]
[8,0.1,300,300,800,180,1000,0.7,0.28999999999999998,0,0,20.494,0.93]
[8,0.1,300,300,2000,18,500,0.69,0.28999999999999998,0.01,0,20.494,0.96]
[8,0.1,300,300,2000,72,1000,0.7,0.28999999999999998,0,0,20.494,0.96]
[8,0.1,300,450,800,180,0,0.46,0.3,0.25,0,20.494,0.91]
[8,0.1,300,450,1200,360,0,0.46,0.3,0.25,0,20.494,0.92]
[8,0.1,300,450,2000,36,1000,0.7,0.3,0,0,20.494,0.94]
[8,0.1,300,600,800,72,0,0.47,0.3,0.23,0,20.494,0.88]
[8,0.1,300,600,800,360,500,0.69,0.3,0.01,0,20.494,0.88]
[8,0.1,300,600,1200,360,1000,0.7,0.3,0,0,20.494,0.9]
[8,0.1,600,300,800,36,500,0.69,0.28999999999999998,0.02,0,40.988999999999997,0.95]
[8,0.1,600,300,800,180,1000,0.7,0.28999999999999998,0.01,0,40.988999999999997,0.95]
[8,0.1,600,300,1200,360,0,0.44,0.28999999999999998,0.27,0,40.988999999999997,0.96]
[8,0.1,600,300,2000,36,500,0.69,0.28999999999999998,0.02,0,40.988999999999997,0.97]
[8,0.1,600,450,800,36,1000,0.7,0.3,0.01,0,40.988999999999997,0.93]
[8,0.1,600,450,800,360,0,0.46,0.3,0.25,0,40.988999999999997,0.93]
[8,0.1,600,450,2000,18,1000,0.7,0.3,0,0,40.988999999999997,0.95]
[8,0.1,600,600,800,36,0,0.47,0.3,0.23,0,40.988999999999997,0.91]
[8,0.1,600,600,800,72,1000,0.7,0.3,0.01,0,40.988999999999997,0.91]
[8,0.1,600,600,1200,360,1000,0.7,0.3,0,0,40.988999999999997,0.92]
[8,0.1,600,600,2000,18,1000,0.7,0.3,0,0,40.988999999999997,0.94]
[8,0.15,100,300,800,48,500,0.67,0.33,0,0,13.663,0.91]
[8,0.15,100,300,1200,48,1000,0.67,0.33,0,0,13.663,0.93]
[8,0.15,100,300,2000,12,0,0.5,0.33,0.17,0,13.663,0.96]
[8,0.15,100,450,800,24,1000,0.67,0.33,0,0,20.494,0.88]
[8,0.15,100,450,800,48,1000,0.67,0.33,0,0,20.494,0.88]
[8,0.15,100,450,1200,240,500,0.66,0.33,0,0,20.494,0.91]
[8,0.15,100,450,2000,240,1000,0.67,0.33,0,0,20.494,0.93]
[8,0.15,100,600,800,48,0,0.51,0.33,0.15,0,20.494,0.85]
[8,0.15,100,600,800,240,500,0.66,0.33,0,0,20.494,0.85]
[8,0.15,100,600,1200,240,1000,0.67,0.33,0,0,20.494,0.88]
[8,0.15,300,300,800,12,500,0.67,0.33,0,0,40.988999999999997,0.93]
[8,0.15,300,300,800,120,500,0.67,0.33,0.01,0,40.988999999999997,0.93]
[8,0.15,300,300,1200,120,1000,0.67,0.33,0,0,40.988999999999997,0.95]
[8,0.15,300,300,2000,24,0,0.5,0.33,0.18,0,40.988999999999997,0.96]
[8,0.15,300,450,800,24,500,0.66,0.33,0.01,0,40.988999999999997,0.9]
[8,0.15,300,450,1200,120,0,0.5,0.33,0.16,0,40.988999999999997,0.92]
[8,0.15,300,450,2000,12,500,0.66,0.33,0,0,40.988999999999997,0.94]
[8,0.15,300,600,800,12,1000,0.67,0.33,0,0,40.988999999999997,0.88]
[8,0.15,300,600,800,120,0,0.51,0.33,0.15,0,40.988999999999997,0.88]
[8,0.15,300,600,1200,240,1000,0.67,0.33,0,0,40.988999999999997,0.9]
[8,0.15,600,300,800,12,0,0.51,0.33,0.17,0,0,0.95]
[8,0.15,600,300,800,48,500,0.67,0.33,0.01,0,0,0.95]
[8,0.15,600,300,1200,48,1000,0.67,0.33,0,0,0,0.96]
[8,0.15,600,300,2000,12,0,0.51,0.33,0.17,0,0,0.97]
[8,0.15,600,450,800,24,500,0.66,0.33,0.01,0,0,0.93]
[8,0.15,600,450,800,48,500,0.66,0.33,0.01,0,0,0.93]
[8,0.15,600,450,1200,240,0,0.5,0.33,0.17,0,0,0.94]
[8,0.15,600,450,2000,240,500,0.66,0.33,0.01,0,0,0.95]
[8,0.15,600,600,800,24,1000,0.67,0.33,0,0,0,0.91]
[8,0.15,600,600,1200,120,500,0.66,0.33,0.01,0,0,0.92]
[8,0.15,600,600,1200,240,500,0.66,0.33,0.01,0,0,0.92]
[8,0.2,100,300,800,18,0,0.52,0.36,0.13,0,40.988999999999997,0.91]
[8,0.2,100,300,800,90,500,0.64,0.36,0,0,40.988999999999997,0.91]
[8,0.2,100,300,1200,90,1000,0.64,0.36,0,0,40.988999999999997,0.93]
[8,0.2,100,450,800,9,500,0.63,0.37,0,0,40.988999999999997,0.88]
[8,0.2,100,450,800,18,500,0.63,0.37,0,0,40.988999999999997,0.88]
[8,0.2,100,450,1200,90,0,0.52,0.37,0.12,0,40.988999999999997,0.91]
[8,0.2,100,450,2000,9,0,0.53,0.37,0.11,0,40.988999999999997,0.93]
[8,0.2,100,600,800,9,500,0.63,0.37,0,0,40.988999999999997,0.85]
[8,0.2,100,600,800,36,1000,0.63,0.37,0,0,40.988999999999997,0.85]
[8,0.2,100,600,1200,180,500,0.63,0.37,0,0,40.988999999999997,0.88]
[8,0.2,100,600,2000,180,1000,0.63,0.37,0,0,40.988999999999997,0.91]
[8,0.2,300,300,800,36,0,0.52,0.36,0.13,0,40.988999999999997,0.93]
[8,0.2,300,300,1200,36,500,0.64,0.36,0,0,40.988999999999997,0.95]
[8,0.2,300,300,1200,180,1000,0.64,0.36,0,0,40.988999999999997,0.95]
[8,0.2,300,450,800,18,500,0.63,0.37,0,0,40.988999999999997,0.9]
[8,0.2,300,450,1200,18,1000,0.64,0.37,0,0,40.988999999999997,0.92]
[8,0.2,300,450,1200,180,0,0.52,0.37,0.12,0,40.988999999999997,0.92]
[8,0.2,300,450,2000,180,500,0.63,0.37,0,0,40.988999999999997,0.94]
[8,0.2,300,600,800,18,1000,0.63,0.37,0,0,40.988999999999997,0.88]
[8,0.2,300,600,1200,90,500,0.63,0.37,0,0,40.988999999999997,0.9]
[8,0.2,300,600,2000,36,500,0.63,0.37,0,0,40.988999999999997,0.93]
[8,0.2,600,300,800,9,1000,0.64,0.36,0,0,0,0.95]
[8,0.2,600,300,800,90,0,0.51,0.36,0.13,0,0,0.95]
[8,0.2,600,300,1200,90,500,0.64,0.36,0,0,0,0.96]
[8,0.2,600,450,800,9,0,0.53,0.37,0.11,0,0,0.93]
[8,0.2,600,450,800,18,0,0.52,0.37,0.12,0,0,0.93]
[8,0.2,600,450,1200,36,1000,0.64,0.37,0,0,0,0.94]
[8,0.2,600,450,2000,9,0,0.53,0.37,0.11,0,0,0.95]
[8,0.2,600,600,800,9,500,0.63,0.37,0,0,0,0.91]
[8,0.2,600,600,1200,36,0,0.53,0.37,0.11,0,0,0.92]
[8,0.2,600,600,1200,90,0,0.52,0.37,0.11,0,0,0.92]
[8,0.2,600,600,2000,180,1000,0.63,0.37,0,0,0,0.94]
[6,0.02,100,300,800,360,0,0.13,0.24,0.56000000000000005,7.0000000000000007E-2,0.13300000000000001,0.92]
[6,0.02,100,300,1200,180,0,0.13,0.24,0.56000000000000005,7.0000000000000007E-2,0.13300000000000001,0.94]
[6,0.02,100,300,2000,900,1000,0.56000000000000005,0.24,0.13,7.0000000000000007E-2,0.13300000000000001,0.95]
[6,0.02,100,450,800,180,0,0.14000000000000001,0.24,0.54,7.0000000000000007E-2,0.14199999999999999,0.88]
[6,0.02,100,450,1200,180,500,0.46,0.24,0.23,7.0000000000000007E-2,0.14199999999999999,0.9]
[6,0.02,100,450,1200,900,1000,0.56000000000000005,0.24,0.13,7.0000000000000007E-2,0.14199999999999999,0.9]
[6,0.02,100,450,2000,1800,0,0.14000000000000001,0.24,0.54,7.0000000000000007E-2,0.14199999999999999,0.94]
[6,0.02,100,600,800,180,500,0.46,0.24,0.23,7.0000000000000007E-2,0.14499999999999999,0.84]
[6,0.02,100,600,1200,900,0,0.16,0.24,0.53,7.0000000000000007E-2,0.14499999999999999,0.88]
[6,0.02,100,600,2000,900,500,0.46,0.24,0.23,7.0000000000000007E-2,0.14499999999999999,0.91]
[6,0.02,300,300,800,90,1000,0.55000000000000004,0.24,0.17,0.05,0.34699999999999998,0.93]
[6,0.02,300,300,1200,360,500,0.46,0.24,0.26,0.04,0.376,0.94]
[6,0.02,300,300,1200,900,500,0.46,0.24,0.26,0.04,0.376,0.94]
[6,0.02,300,450,800,90,0,0.15,0.24,0.56999999999999995,0.04,0.39800000000000002,0.91]
[6,0.02,300,450,1200,90,500,0.46,0.24,0.26,0.04,0.39800000000000002,0.92]
[6,0.02,300,450,1200,360,0,0.15,0.24,0.56999999999999995,0.04,0.39800000000000002,0.92]
[6,0.02,300,450,2000,1800,0,0.15,0.24,0.56999999999999995,0.04,0.39800000000000002,0.94]
[6,0.02,300,600,800,90,0,0.16,0.24,0.56000000000000005,0.04,0.40200000000000002,0.88]
[6,0.02,300,600,1200,180,1000,0.56999999999999995,0.24,0.15,0.04,0.40200000000000002,0.89]
[6,0.02,300,600,2000,360,0,0.16,0.24,0.56000000000000005,0.04,0.40200000000000002,0.93]
[6,0.02,300,600,2000,1800,500,0.46,0.24,0.26,0.04,0.40200000000000002,0.92]
[6,0.02,600,300,800,180,1000,0.55000000000000004,0.24,0.19,0.02,0.91100000000000003,0.94]
[6,0.02,600,300,1200,360,0,0.13,0.24,0.6,0.02,0.91100000000000003,0.96]
[6,0.02,600,300,2000,900,1000,0.56999999999999995,0.24,0.17,0.02,0.91100000000000003,0.96]
[6,0.02,600,450,800,180,0,0.15,0.24,0.59,0.02,0.91100000000000003,0.93]
[6,0.02,600,450,1200,180,500,0.46,0.24,0.28000000000000003,0.02,0.91100000000000003,0.93]
[6,0.02,600,450,1200,900,1000,0.56999999999999995,0.24,0.17,0.02,0.91100000000000003,0.93]
[6,0.02,600,450,2000,1800,0,0.15,0.24,0.59,0.02,0.91100000000000003,0.95]
[6,0.02,600,600,800,1800,1000,0.55000000000000004,0.24,0.19,0.02,0.95299999999999996,0.9]
[6,0.02,600,600,1200,360,1000,0.56999999999999995,0.24,0.17,0.02,0.95299999999999996,0.91]
[6,0.02,600,600,2000,900,0,0.16,0.24,0.57999999999999996,0.02,0.95299999999999996,0.94]
[6,0.05,100,300,800,36,500,0.65,0.26,7.0000000000000007E-2,0.02,0.85399999999999998,0.91]
[6,0.05,100,300,1200,36,1000,0.7,0.26,0.02,0.02,0.872,0.93]
[6,0.05,100,300,2000,144,500,0.65,0.26,7.0000000000000007E-2,0.02,0.89100000000000001,0.95]
[6,0.05,100,300,2000,720,1000,0.7,0.26,0.02,0.02,0.89100000000000001,0.95]
[6,0.05,100,450,1200,36,0,0.27,0.26,0.45,0.02,0.93200000000000005,0.91]
[6,0.05,100,450,1200,144,500,0.65,0.26,7.0000000000000007E-2,0.02,0.93200000000000005,0.9]
[6,0.05,100,450,2000,720,0,0.26,0.26,0.46,0.02,0.93200000000000005,0.94]
[6,0.05,100,600,800,36,0,0.28000000000000003,0.26,0.44,0.02,0.97599999999999998,0.85]
[6,0.05,100,600,1200,72,1000,0.7,0.26,0.02,0.02,0.97599999999999998,0.88]
[6,0.05,100,600,2000,144,0,0.28000000000000003,0.26,0.44,0.02,0.97599999999999998,0.92]
[6,0.05,100,600,2000,360,500,0.65,0.26,7.0000000000000007E-2,0.02,0.97599999999999998,0.91]
[6,0.05,300,300,1200,36,1000,0.7,0.26,0.03,0.01,3.153,0.94]
[6,0.05,300,300,1200,72,1000,0.7,0.26,0.03,0.01,3.726,0.94]
[6,0.05,300,300,2000,360,500,0.65,0.26,0.08,0.01,3.726,0.96]
[6,0.05,300,450,800,36,1000,0.69,0.26,0.03,0.01,2.9279999999999999,0.9]
[6,0.05,300,450,1200,72,0,0.26,0.26,0.47,0.01,3.726,0.92]
[6,0.05,300,450,2000,144,1000,0.7,0.26,0.03,0.01,3.726,0.94]
[6,0.05,300,450,2000,360,1000,0.7,0.26,0.03,0.01,3.726,0.94]
[6,0.05,300,600,1200,36,500,0.65,0.26,0.08,0.01,4.5540000000000003,0.9]
[6,0.05,300,600,1200,144,1000,0.7,0.26,0.03,0.01,4.5540000000000003,0.9]
[6,0.05,300,600,2000,360,0,0.28000000000000003,0.26,0.45,0.01,4.5540000000000003,0.93]
[6,0.05,600,300,800,36,500,0.65,0.26,0.08,0.01,8.1980000000000004,0.95]
[6,0.05,600,300,1200,36,1000,0.7,0.26,0.03,0.01,8.1980000000000004,0.96]
[6,0.05,600,300,2000,144,500,0.65,0.26,0.08,0.01,8.1980000000000004,0.97]
[6,0.05,600,300,2000,720,500,0.65,0.26,0.08,0.01,8.1980000000000004,0.97]
[6,0.05,600,450,800,720,1000,0.69,0.26,0.04,0.01,10.247,0.92]
[6,0.05,600,450,1200,144,0,0.26,0.26,0.47,0.01,10.247,0.94]
[6,0.05,600,450,2000,360,1000,0.7,0.26,0.03,0.01,10.247,0.95]
[6,0.05,600,600,800,720,0,0.28000000000000003,0.26,0.45,0.01,10.247,0.91]
[6,0.05,600,600,1200,72,500,0.65,0.26,0.08,0.01,10.247,0.92]
[6,0.05,600,600,2000,72,1000,0.7,0.26,0.03,0.01,10.247,0.93]
[6,0.05,600,600,2000,720,0,0.28000000000000003,0.26,0.45,0.01,10.247,0.94]
[6,0.1,100,300,1200,18,1000,0.7,0.28999999999999998,0,0.01,6.8310000000000004,0.93]
[6,0.1,100,300,2000,36,0,0.36,0.28999999999999998,0.34,0.01,6.8310000000000004,0.96]
[6,0.1,100,300,2000,180,500,0.69,0.28999999999999998,0.02,0.01,6.8310000000000004,0.95]
[6,0.1,100,450,800,18,1000,0.7,0.3,0,0.01,6.8310000000000004,0.88]
[6,0.1,100,450,1200,36,0,0.37,0.3,0.33,0.01,6.8310000000000004,0.91]
[6,0.1,100,450,2000,72,0,0.37,0.3,0.33,0.01,6.8310000000000004,0.93]
[6,0.1,100,450,2000,180,500,0.68,0.3,0.01,0.01,6.8310000000000004,0.93]
[6,0.1,100,600,1200,18,0,0.39,0.3,0.31,0.01,6.8310000000000004,0.88]
[6,0.1,100,600,1200,72,500,0.68,0.3,0.01,0.01,6.8310000000000004,0.88]
[6,0.1,100,600,2000,72,1000,0.7,0.3,0,0.01,6.8310000000000004,0.91]
[6,0.1,300,300,800,360,500,0.69,0.28999999999999998,0.02,0,20.494,0.93]
[6,0.1,300,300,1200,18,500,0.69,0.28999999999999998,0.02,0,20.494,0.95]
[6,0.1,300,300,2000,72,0,0.36,0.28999999999999998,0.35,0,20.494,0.96]
[6,0.1,300,300,2000,360,500,0.69,0.28999999999999998,0.02,0,20.494,0.96]
[6,0.1,300,450,800,360,1000,0.7,0.3,0.01,0,20.494,0.9]
[6,0.1,300,450,2000,36,500,0.68,0.3,0.02,0,20.494,0.94]
[6,0.1,300,450,2000,180,1000,0.7,0.3,0,0,20.494,0.94]
[6,0.1,300,600,800,360,0,0.38,0.3,0.32,0,20.494,0.88]
[6,0.1,300,600,1200,36,500,0.68,0.3,0.02,0,20.494,0.9]
[6,0.1,300,600,2000,18,500,0.68,0.3,0.02,0,20.494,0.92]
[6,0.1,300,600,2000,180,1000,0.7,0.3,0,0,20.494,0.92]
[6,0.1,600,300,1200,18,500,0.69,0.28999999999999998,0.02,0,40.988999999999997,0.96]
[6,0.1,600,300,2000,18,1000,0.7,0.28999999999999998,0,0,40.988999999999997,0.97]
[6,0.1,600,300,2000,180,0,0.36,0.28999999999999998,0.35,0,40.988999999999997,0.97]
[6,0.1,600,450,800,180,500,0.68,0.3,0.02,0,40.988999999999997,0.93]
[6,0.1,600,450,1200,18,1000,0.7,0.3,0,0,40.988999999999997,0.94]
[6,0.1,600,450,2000,72,500,0.68,0.3,0.02,0,40.988999999999997,0.95]
[6,0.1,600,600,800,72,1000,0.69,0.3,0.01,0,40.988999999999997,0.91]
[6,0.1,600,600,1200,18,0,0.39,0.3,0.32,0,40.988999999999997,0.92]
[6,0.1,600,600,2000,36,1000,0.7,0.3,0.01,0,40.988999999999997,0.94]
[6,0.1,600,600,2000,72,1000,0.7,0.3,0.01,0,40.988999999999997,0.94]
[6,0.15,100,300,800,240,500,0.67,0.33,0.01,0,13.663,0.91]
[6,0.15,100,300,1200,120,0,0.42,0.33,0.25,0,13.663,0.94]
[6,0.15,100,300,2000,24,1000,0.67,0.33,0,0,13.663,0.96]
[6,0.15,100,300,2000,240,0,0.42,0.33,0.25,0,13.663,0.96]
[6,0.15,100,450,800,240,500,0.66,0.33,0.01,0,20.494,0.88]
[6,0.15,100,450,2000,24,0,0.43,0.33,0.24,0,20.494,0.93]
[6,0.15,100,450,2000,120,500,0.66,0.33,0.01,0,20.494,0.93]
[6,0.15,100,600,800,120,1000,0.66,0.33,0,0,20.494,0.85]
[6,0.15,100,600,1200,24,0,0.43,0.33,0.23,0,20.494,0.88]
[6,0.15,100,600,2000,24,500,0.66,0.33,0.01,0,20.494,0.91]
[6,0.15,300,300,800,120,0,0.42,0.33,0.26,0,40.988999999999997,0.93]
[6,0.15,300,300,1200,12,500,0.67,0.33,0.01,0,40.988999999999997,0.95]
[6,0.15,300,300,2000,12,1000,0.67,0.33,0,0,40.988999999999997,0.96]
[6,0.15,300,300,2000,120,0,0.42,0.33,0.26,0,40.988999999999997,0.96]
[6,0.15,300,450,800,120,500,0.66,0.33,0.01,0,40.988999999999997,0.9]
[6,0.15,300,450,1200,240,0,0.43,0.33,0.24,0,40.988999999999997,0.92]
[6,0.15,300,450,2000,48,0,0.43,0.33,0.24,0,40.988999999999997,0.94]
[6,0.15,300,600,800,48,500,0.66,0.33,0.01,0,40.988999999999997,0.88]
[6,0.15,300,600,800,240,1000,0.67,0.33,0,0,40.988999999999997,0.88]
[6,0.15,300,600,2000,24,500,0.66,0.33,0.01,0,40.988999999999997,0.92]
[6,0.15,300,600,2000,48,500,0.66,0.33,0.01,0,40.988999999999997,0.92]
[6,0.15,600,300,800,240,0,0.42,0.33,0.26,0,0,0.95]
[6,0.15,600,300,1200,240,500,0.67,0.33,0.01,0,0,0.96]
[6,0.15,600,300,2000,24,1000,0.67,0.33,0,0,0,0.97]
[6,0.15,600,450,800,120,500,0.66,0.33,0.01,0,0,0.93]
[6,0.15,600,450,800,240,500,0.66,0.33,0.01,0,0,0.93]
[6,0.15,600,450,2000,24,0,0.43,0.33,0.24,0,0,0.95]
[6,0.15,600,450,2000,120,500,0.66,0.33,0.01,0,0,0.95]
[6,0.15,600,600,800,48,1000,0.67,0.33,0,0,0,0.91]
[6,0.15,600,600,2000,12,0,0.44,0.33,0.23,0,0,0.94]
[6,0.15,600,600,2000,24,0,0.43,0.33,0.23,0,0,0.94]
[6,0.2,100,300,800,36,1000,0.64,0.36,0,0,40.988999999999997,0.91]
[6,0.2,100,300,1200,9,0,0.46,0.36,0.18,0,40.988999999999997,0.93]
[6,0.2,100,300,2000,9,500,0.64,0.36,0,0,40.988999999999997,0.96]
[6,0.2,100,300,2000,36,1000,0.64,0.36,0,0,40.988999999999997,0.96]
[6,0.2,100,450,800,90,0,0.45,0.37,0.18,0,40.988999999999997,0.88]
[6,0.2,100,450,1200,180,1000,0.63,0.37,0,0,40.988999999999997,0.9]
[6,0.2,100,450,2000,36,0,0.45,0.37,0.18,0,40.988999999999997,0.93]
[6,0.2,100,600,800,36,500,0.63,0.37,0,0,40.988999999999997,0.85]
[6,0.2,100,600,800,180,1000,0.63,0.37,0,0,40.988999999999997,0.85]
[6,0.2,100,600,2000,18,500,0.63,0.37,0,0,40.988999999999997,0.91]
[6,0.2,300,300,800,9,500,0.64,0.36,0,0,40.988999999999997,0.93]
[6,0.2,300,300,800,90,1000,0.64,0.36,0,0,40.988999999999997,0.93]
[6,0.2,300,300,1200,180,0,0.45,0.36,0.19,0,40.988999999999997,0.95]
[6,0.2,300,300,2000,18,500,0.64,0.36,0,0,40.988999999999997,0.96]
[6,0.2,300,450,800,90,0,0.45,0.37,0.18,0,40.988999999999997,0.9]
[6,0.2,300,450,1200,90,500,0.63,0.37,0,0,40.988999999999997,0.92]
[6,0.2,300,450,2000,9,1000,0.64,0.37,0,0,40.988999999999997,0.94]
[6,0.2,300,600,800,18,0,0.46,0.37,0.18,0,40.988999999999997,0.88]
[6,0.2,300,600,800,90,500,0.63,0.37,0,0,40.988999999999997,0.88]
[6,0.2,300,600,2000,9,0,0.46,0.37,0.17,0,40.988999999999997,0.93]
[6,0.2,300,600,2000,18,0,0.46,0.37,0.18,0,40.988999999999997,0.93]
[6,0.2,600,300,800,36,1000,0.64,0.36,0,0,0,0.95]
[6,0.2,600,300,1200,9,0,0.46,0.36,0.18,0,0,0.96]
[6,0.2,600,300,2000,9,500,0.64,0.36,0,0,0,0.97]
[6,0.2,600,450,800,18,500,0.63,0.37,0,0,0,0.93]
[6,0.2,600,450,800,36,1000,0.64,0.37,0,0,0,0.93]
[6,0.2,600,450,1200,180,500,0.63,0.37,0,0,0,0.94]
[6,0.2,600,450,2000,18,1000,0.64,0.37,0,0,0,0.95]
[6,0.2,600,600,800,36,0,0.46,0.37,0.18,0,0,0.91]
[6,0.2,600,600,1200,90,1000,0.63,0.37,0,0,0,0.92]
[6,0.2,600,600,2000,18,0,0.46,0.37,0.18,0,0,0.94]
[4,0.02,100,300,800,180,500,0.4,0.24,0.28000000000000003,7.0000000000000007E-2,0.13300000000000001,0.9]
[4,0.02,100,300,800,900,1000,0.49,0.24,0.2,0.08,0.13300000000000001,0.86]
[4,0.02,100,300,1200,1800,0,0.09,0.24,0.6,7.0000000000000007E-2,0.13300000000000001,0.94]
[4,0.02,100,300,2000,180,500,0.4,0.24,0.28000000000000003,7.0000000000000007E-2,0.13300000000000001,0.95]
[4,0.02,100,450,800,900,0,0.1,0.24,0.59,7.0000000000000007E-2,0.14199999999999999,0.88]
[4,0.02,100,450,1200,900,500,0.41,0.24,0.28000000000000003,7.0000000000000007E-2,0.14199999999999999,0.9]
[4,0.02,100,450,2000,90,0,0.1,0.24,0.59,7.0000000000000007E-2,0.14199999999999999,0.94]
[4,0.02,100,600,800,90,1000,0.49,0.24,0.19,0.08,0.14000000000000001,0.8]
[4,0.02,100,600,800,900,0,0.11,0.24,0.57999999999999996,7.0000000000000007E-2,0.14499999999999999,0.85]
[4,0.02,100,600,1200,1800,1000,0.51,0.24,0.18,7.0000000000000007E-2,0.14499999999999999,0.83]
[4,0.02,300,300,800,90,0,0.09,0.24,0.63,0.04,0.376,0.94]
[4,0.02,300,300,800,360,500,0.4,0.24,0.31,0.04,0.376,0.92]
[4,0.02,300,300,1200,1800,0,0.09,0.24,0.63,0.04,0.376,0.95]
[4,0.02,300,300,2000,90,0,0.09,0.24,0.63,0.04,0.376,0.96]
[4,0.02,300,450,800,180,1000,0.49,0.24,0.23,0.04,0.39,0.86]
[4,0.02,300,450,1200,360,0,0.1,0.24,0.62,0.04,0.39800000000000002,0.92]
[4,0.02,300,450,1200,1800,500,0.41,0.24,0.31,0.04,0.39800000000000002,0.91]
[4,0.02,300,450,2000,180,1000,0.51,0.24,0.21,0.04,0.39800000000000002,0.91]
[4,0.02,300,600,800,360,0,0.11,0.24,0.61,0.04,0.40200000000000002,0.88]
[4,0.02,300,600,1200,900,1000,0.51,0.24,0.21,0.04,0.40200000000000002,0.85]
[4,0.02,300,600,2000,360,500,0.41,0.24,0.31,0.04,0.40200000000000002,0.92]
[4,0.02,600,300,800,180,0,0.09,0.24,0.65,0.02,0.91100000000000003,0.95]
[4,0.02,600,300,800,900,500,0.4,0.24,0.33,0.02,0.91100000000000003,0.94]
[4,0.02,600,300,1200,900,1000,0.51,0.24,0.23,0.02,0.91100000000000003,0.92]
[4,0.02,600,450,800,90,500,0.41,0.24,0.33,0.02,0.91100000000000003,0.92]
[4,0.02,600,450,800,360,1000,0.49,0.24,0.24,0.02,0.91100000000000003,0.9]
[4,0.02,600,450,1200,900,0,0.1,0.24,0.64,0.02,0.91100000000000003,0.94]
[4,0.02,600,450,2000,90,500,0.41,0.24,0.33,0.02,0.91100000000000003,0.95]
[4,0.02,600,600,800,90,1000,0.49,0.24,0.24,0.02,0.872,0.87]
[4,0.02,600,600,1200,360,500,0.41,0.24,0.33,0.02,0.95299999999999996,0.91]
[4,0.02,600,600,1200,1800,1000,0.51,0.24,0.23,0.02,0.95299999999999996,0.88]
[4,0.05,100,300,800,36,0,0.18,0.26,0.54,0.02,0.89100000000000001,0.92]
[4,0.05,100,300,800,144,500,0.62,0.26,0.1,0.02,0.89100000000000001,0.91]
[4,0.05,100,300,1200,360,1000,0.68,0.26,0.04,0.02,0.89100000000000001,0.93]
[4,0.05,100,300,1200,720,1000,0.68,0.26,0.04,0.02,0.89100000000000001,0.93]
[4,0.05,100,450,800,72,500,0.63,0.26,0.1,0.02,0.93200000000000005,0.87]
[4,0.05,100,450,1200,72,1000,0.68,0.26,0.04,0.02,0.93200000000000005,0.9]
[4,0.05,100,450,1200,720,0,0.18,0.26,0.54,0.02,0.93200000000000005,0.91]
[4,0.05,100,600,800,36,1000,0.68,0.26,0.04,0.02,0.89100000000000001,0.84]
[4,0.05,100,600,800,72,1000,0.68,0.26,0.04,0.02,0.95299999999999996,0.84]
[4,0.05,100,600,1200,360,500,0.63,0.26,0.09,0.02,0.97599999999999998,0.87]
[4,0.05,100,600,2000,360,1000,0.68,0.26,0.04,0.02,0.97599999999999998,0.91]
[4,0.05,300,300,800,72,0,0.17,0.26,0.56000000000000005,0.01,3.726,0.94]
[4,0.05,300,300,1200,144,1000,0.69,0.26,0.04,0.01,3.726,0.94]
[4,0.05,300,300,1200,360,1000,0.69,0.26,0.04,0.01,3.726,0.94]
[4,0.05,300,450,800,36,500,0.63,0.26,0.1,0.01,3.153,0.9]
[4,0.05,300,450,800,144,1000,0.68,0.26,0.05,0.01,3.726,0.9]
[4,0.05,300,450,1200,144,0,0.18,0.26,0.54,0.01,3.726,0.92]
[4,0.05,300,450,2000,36,0,0.19,0.26,0.54,0.01,3.726,0.94]
[4,0.05,300,600,800,36,500,0.63,0.26,0.1,0.01,3.726,0.87]
[4,0.05,300,600,1200,144,0,0.19,0.26,0.54,0.01,4.5540000000000003,0.9]
[4,0.05,300,600,1200,720,500,0.63,0.26,0.1,0.01,4.5540000000000003,0.89]
[4,0.05,300,600,2000,720,1000,0.69,0.26,0.04,0.01,4.5540000000000003,0.92]
[4,0.05,600,300,800,144,0,0.17,0.26,0.56000000000000005,0.01,8.1980000000000004,0.95]
[4,0.05,600,300,1200,360,1000,0.69,0.26,0.05,0.01,8.1980000000000004,0.95]
[4,0.05,600,300,2000,720,0,0.17,0.26,0.56000000000000005,0.01,8.1980000000000004,0.97]
[4,0.05,600,450,800,72,500,0.63,0.26,0.11,0.01,10.247,0.92]
[4,0.05,600,450,1200,72,1000,0.69,0.26,0.05,0.01,10.247,0.93]
[4,0.05,600,450,1200,720,0,0.18,0.26,0.55000000000000004,0.01,10.247,0.94]
[4,0.05,600,600,800,36,1000,0.68,0.26,0.05,0.01,8.1980000000000004,0.9]
[4,0.05,600,600,800,720,1000,0.68,0.26,0.06,0.01,10.247,0.9]
[4,0.05,600,600,1200,360,0,0.19,0.26,0.54,0.01,10.247,0.92]
[4,0.05,600,600,2000,360,500,0.63,0.26,0.11,0.01,10.247,0.93]
[4,0.1,100,300,800,18,1000,0.7,0.28999999999999998,0,0.01,5.1239999999999997,0.91]
[4,0.1,100,300,1200,72,500,0.68,0.28999999999999998,0.02,0.01,6.8310000000000004,0.93]
[4,0.1,100,300,1200,180,500,0.68,0.28999999999999998,0.02,0.01,6.8310000000000004,0.93]
[4,0.1,100,450,800,18,0,0.28000000000000003,0.3,0.42,0.01,6.8310000000000004,0.88]
[4,0.1,100,450,800,72,500,0.68,0.3,0.02,0.01,6.8310000000000004,0.87]
[4,0.1,100,450,1200,72,1000,0.69,0.3,0,0.01,6.8310000000000004,0.9]
[4,0.1,100,450,2000,360,500,0.68,0.3,0.02,0.01,6.8310000000000004,0.93]
[4,0.1,100,600,800,18,500,0.68,0.3,0.02,0.01,6.8310000000000004,0.85]
[4,0.1,100,600,1200,72,0,0.28000000000000003,0.3,0.42,0.01,6.8310000000000004,0.88]
[4,0.1,100,600,1200,360,500,0.67,0.3,0.02,0.01,6.8310000000000004,0.88]
[4,0.1,100,600,2000,180,500,0.67,0.3,0.02,0.01,6.8310000000000004,0.91]
[4,0.1,300,300,1200,36,0,0.27,0.28999999999999998,0.44,0,20.494,0.95]
[4,0.1,300,300,1200,72,0,0.27,0.28999999999999998,0.44,0,20.494,0.95]
[4,0.1,300,300,2000,180,1000,0.7,0.28999999999999998,0.01,0,20.494,0.96]
[4,0.1,300,450,800,36,0,0.27,0.3,0.43,0,20.494,0.91]
[4,0.1,300,450,1200,36,500,0.68,0.3,0.03,0,20.494,0.92]
[4,0.1,300,450,1200,180,1000,0.7,0.3,0.01,0,20.494,0.92]
[4,0.1,300,600,800,18,500,0.68,0.3,0.02,0,20.494,0.88]
[4,0.1,300,600,1200,18,1000,0.69,0.3,0.01,0,20.494,0.9]
[4,0.1,300,600,1200,180,0,0.28000000000000003,0.3,0.42,0,20.494,0.9]
[4,0.1,300,600,2000,180,500,0.67,0.3,0.03,0,20.494,0.92]
[4,0.1,600,300,800,18,1000,0.7,0.28999999999999998,0.01,0,40.988999999999997,0.95]
[4,0.1,600,300,1200,72,500,0.68,0.28999999999999998,0.03,0,40.988999999999997,0.96]
[4,0.1,600,300,2000,72,1000,0.7,0.28999999999999998,0.01,0,40.988999999999997,0.97]
[4,0.1,600,300,2000,360,500,0.68,0.28999999999999998,0.03,0,40.988999999999997,0.97]
[4,0.1,600,450,1200,36,500,0.68,0.3,0.03,0,40.988999999999997,0.94]
[4,0.1,600,450,1200,72,500,0.68,0.3,0.03,0,40.988999999999997,0.94]
[4,0.1,600,450,2000,360,0,0.27,0.3,0.43,0,40.988999999999997,0.95]
[4,0.1,600,600,800,360,500,0.67,0.3,0.03,0,40.988999999999997,0.9]
[4,0.1,600,600,1200,36,1000,0.69,0.3,0.01,0,40.988999999999997,0.92]
[4,0.1,600,600,1200,360,0,0.28000000000000003,0.3,0.42,0,40.988999999999997,0.92]
[4,0.1,600,600,2000,360,500,0.67,0.3,0.03,0,40.988999999999997,0.93]
[4,0.15,100,300,1200,24,0,0.33,0.33,0.35,0,13.663,0.94]
[4,0.15,100,300,1200,48,0,0.33,0.33,0.35,0,13.663,0.94]
[4,0.15,100,300,2000,120,1000,0.67,0.33,0,0,13.663,0.95]
[4,0.15,100,450,800,24,0,0.33,0.33,0.34,0,20.494,0.88]
[4,0.15,100,450,1200,24,500,0.66,0.33,0.01,0,20.494,0.9]
[4,0.15,100,450,2000,48,0,0.33,0.33,0.34,0,20.494,0.93]
[4,0.15,100,600,800,12,0,0.34,0.33,0.33,0,20.494,0.85]
[4,0.15,100,600,1200,12,500,0.66,0.33,0.01,0,20.494,0.88]
[4,0.15,100,600,1200,48,1000,0.66,0.33,0,0,20.494,0.88]
[4,0.15,100,600,2000,120,0,0.33,0.33,0.33,0,20.494,0.92]
[4,0.15,300,300,800,240,1000,0.67,0.33,0,0,40.988999999999997,0.93]
[4,0.15,300,300,1200,48,0,0.33,0.33,0.35,0,40.988999999999997,0.95]
[4,0.15,300,300,2000,48,500,0.66,0.33,0.01,0,40.988999999999997,0.96]
[4,0.15,300,300,2000,240,1000,0.67,0.33,0,0,40.988999999999997,0.96]
[4,0.15,300,450,1200,12,0,0.34,0.33,0.33,0,40.988999999999997,0.92]
[4,0.15,300,450,1200,48,500,0.66,0.33,0.01,0,40.988999999999997,0.92]
[4,0.15,300,450,2000,240,0,0.33,0.33,0.34,0,40.988999999999997,0.94]
[4,0.15,300,600,800,240,500,0.66,0.33,0.01,0,40.988999999999997,0.88]
[4,0.15,300,600,1200,24,1000,0.67,0.33,0,0,40.988999999999997,0.9]
[4,0.15,300,600,2000,120,0,0.33,0.33,0.33,0,40.988999999999997,0.93]
[4,0.15,300,600,2000,240,0,0.33,0.33,0.33,0,40.988999999999997,0.93]
[4,0.15,600,300,1200,12,1000,0.67,0.33,0,0,0,0.96]
[4,0.15,600,300,2000,24,0,0.33,0.33,0.35,0,0,0.97]
[4,0.15,600,300,2000,120,500,0.66,0.33,0.01,0,0,0.97]
[4,0.15,600,450,1200,12,0,0.34,0.33,0.33,0,0,0.94]
[4,0.15,600,450,1200,24,0,0.33,0.33,0.34,0,0,0.94]
[4,0.15,600,450,2000,48,1000,0.67,0.33,0,0,0,0.95]
[4,0.15,600,600,800,12,0,0.34,0.33,0.33,0,0,0.91]
[4,0.15,600,600,1200,12,500,0.66,0.33,0.01,0,0,0.92]
[4,0.15,600,600,1200,48,1000,0.67,0.33,0,0,0,0.92]
[4,0.15,600,600,2000,120,0,0.33,0.33,0.34,0,0,0.94]
[4,0.2,100,300,800,180,1000,0.64,0.36,0,0,40.988999999999997,0.91]
[4,0.2,100,300,1200,18,1000,0.64,0.36,0,0,40.988999999999997,0.93]
[4,0.2,100,300,2000,36,0,0.36,0.36,0.28000000000000003,0,40.988999999999997,0.96]
[4,0.2,100,300,2000,180,500,0.64,0.36,0,0,40.988999999999997,0.95]
[4,0.2,100,450,800,180,1000,0.63,0.37,0,0,40.988999999999997,0.88]
[4,0.2,100,450,2000,18,500,0.63,0.37,0,0,40.988999999999997,0.93]
[4,0.2,100,450,2000,90,1000,0.63,0.37,0,0,40.988999999999997,0.93]
[4,0.2,100,600,800,180,0,0.37,0.37,0.27,0,40.988999999999997,0.85]
[4,0.2,100,600,1200,18,500,0.63,0.37,0,0,40.988999999999997,0.88]
[4,0.2,100,600,2000,90,0,0.37,0.37,0.27,0,40.988999999999997,0.92]
[4,0.2,300,300,800,90,500,0.64,0.36,0.01,0,40.988999999999997,0.93]
[4,0.2,300,300,1200,9,1000,0.64,0.36,0,0,40.988999999999997,0.95]
[4,0.2,300,300,2000,18,0,0.37,0.36,0.28000000000000003,0,40.988999999999997,0.96]
[4,0.2,300,300,2000,90,500,0.64,0.36,0.01,0,40.988999999999997,0.96]
[4,0.2,300,450,800,180,500,0.63,0.37,0.01,0,40.988999999999997,0.9]
[4,0.2,300,450,1200,9,1000,0.64,0.37,0,0,40.988999999999997,0.92]
[4,0.2,300,450,2000,36,500,0.63,0.37,0.01,0,40.988999999999997,0.94]
[4,0.2,300,450,2000,180,1000,0.64,0.37,0,0,40.988999999999997,0.94]
[4,0.2,300,600,1200,9,0,0.37,0.37,0.26,0,40.988999999999997,0.9]
[4,0.2,300,600,2000,18,1000,0.63,0.37,0,0,40.988999999999997,0.92]
[4,0.2,300,600,2000,36,1000,0.63,0.37,0,0,40.988999999999997,0.92]
[4,0.2,600,300,800,180,500,0.64,0.36,0.01,0,0,0.95]
[4,0.2,600,300,1200,18,1000,0.64,0.36,0,0,0,0.96]
[4,0.2,600,300,2000,36,0,0.36,0.36,0.28000000000000003,0,0,0.97]
[4,0.2,600,450,800,90,1000,0.64,0.37,0,0,0,0.93]
[4,0.2,600,450,800,180,1000,0.64,0.37,0,0,0,0.93]
[4,0.2,600,450,2000,18,500,0.63,0.37,0.01,0,0,0.95]
[4,0.2,600,450,2000,90,1000,0.64,0.37,0,0,0,0.95]
[4,0.2,600,600,800,36,1000,0.63,0.37,0,0,0,0.91]
[4,0.2,600,600,1200,18,0,0.37,0.37,0.27,0,0,0.92]
[4,0.2,600,600,2000,36,1000,0.63,0.37,0,0,0,0.94]
[2,0.02,100,300,800,900,0,0.05,0.24,0.64,7.0000000000000007E-2,0.13300000000000001,0.92]
[2,0.02,100,300,1200,90,500,0.31,0.24,0.38,7.0000000000000007E-2,0.13300000000000001,0.85]
[2,0.02,100,300,2000,90,1000,0.39,0.24,0.3,7.0000000000000007E-2,0.13300000000000001,0.78]
[2,0.02,100,300,2000,900,0,0.05,0.24,0.64,7.0000000000000007E-2,0.13300000000000001,0.96]
[2,0.02,100,450,800,1800,1000,0.37,0.24,0.31,7.0000000000000007E-2,0.14000000000000001,0.61]
[2,0.02,100,450,2000,90,0,0.05,0.24,0.64,7.0000000000000007E-2,0.14199999999999999,0.94]
[2,0.02,100,450,2000,360,500,0.31,0.24,0.38,7.0000000000000007E-2,0.14199999999999999,0.88]
[2,0.02,100,600,800,360,1000,0.37,0.24,0.31,7.0000000000000007E-2,0.14399999999999999,0.6]
[2,0.02,100,600,1200,90,0,0.05,0.24,0.63,7.0000000000000007E-2,0.14499999999999999,0.88]
[2,0.02,100,600,2000,180,1000,0.39,0.24,0.3,7.0000000000000007E-2,0.14499999999999999,0.75]
[2,0.02,300,300,800,90,500,0.31,0.24,0.41,0.04,0.36599999999999999,0.85]
[2,0.02,300,300,800,1800,0,0.05,0.24,0.67,0.04,0.376,0.94]
[2,0.02,300,300,1200,180,500,0.31,0.24,0.41,0.04,0.376,0.88]
[2,0.02,300,300,2000,180,1000,0.39,0.24,0.33,0.04,0.376,0.81]
[2,0.02,300,450,800,900,500,0.31,0.24,0.41,0.04,0.39800000000000002,0.82]
[2,0.02,300,450,800,1800,500,0.31,0.24,0.41,0.04,0.39800000000000002,0.82]
[2,0.02,300,450,2000,180,0,0.05,0.24,0.67,0.04,0.39800000000000002,0.94]
[2,0.02,300,450,2000,900,500,0.31,0.24,0.41,0.04,0.39800000000000002,0.89]
[2,0.02,300,600,800,900,1000,0.37,0.24,0.35,0.04,0.40200000000000002,0.68]
[2,0.02,300,600,2000,90,500,0.31,0.24,0.41,0.04,0.40200000000000002,0.88]
[2,0.02,300,600,2000,360,1000,0.39,0.24,0.33,0.04,0.40200000000000002,0.78]
[2,0.02,600,300,800,900,0,0.05,0.24,0.69,0.02,0.91100000000000003,0.95]
[2,0.02,600,300,1200,90,500,0.31,0.24,0.43,0.02,0.91100000000000003,0.91]
[2,0.02,600,300,2000,90,1000,0.39,0.24,0.35,0.02,0.91100000000000003,0.84]
[2,0.02,600,450,800,180,500,0.31,0.24,0.43,0.02,0.91100000000000003,0.87]
[2,0.02,600,450,800,1800,500,0.31,0.24,0.43,0.02,0.91100000000000003,0.87]
[2,0.02,600,450,1200,1800,1000,0.39,0.24,0.35,0.02,0.91100000000000003,0.77]
[2,0.02,600,450,2000,360,0,0.05,0.24,0.69,0.02,0.91100000000000003,0.95]
[2,0.02,600,600,800,360,500,0.31,0.24,0.43,0.02,0.95299999999999996,0.84]
[2,0.02,600,600,800,1800,1000,0.37,0.24,0.36,0.02,0.95299999999999996,0.75]
[2,0.02,600,600,2000,180,500,0.31,0.24,0.43,0.02,0.95299999999999996,0.89]
[2,0.05,100,300,800,72,1000,0.63,0.26,0.09,0.02,0.82,0.88]
[2,0.05,100,300,800,720,0,0.09,0.26,0.63,0.02,0.89100000000000001,0.92]
[2,0.05,100,300,2000,36,1000,0.64,0.26,0.08,0.02,0.89100000000000001,0.94]
[2,0.05,100,300,2000,72,1000,0.64,0.26,0.08,0.02,0.89100000000000001,0.94]
[2,0.05,100,450,800,360,500,0.56000000000000005,0.26,0.16,0.02,0.93200000000000005,0.87]
[2,0.05,100,450,1200,360,1000,0.64,0.26,0.08,0.02,0.93200000000000005,0.88]
[2,0.05,100,450,2000,36,0,0.1,0.26,0.62,0.02,0.93200000000000005,0.94]
[2,0.05,100,600,800,144,500,0.56000000000000005,0.26,0.16,0.02,0.97599999999999998,0.84]
[2,0.05,100,600,800,360,500,0.56000000000000005,0.26,0.16,0.02,0.97599999999999998,0.84]
[2,0.05,100,600,2000,36,0,0.1,0.26,0.62,0.02,0.97599999999999998,0.92]
[2,0.05,100,600,2000,144,500,0.56000000000000005,0.26,0.16,0.02,0.97599999999999998,0.91]
[2,0.05,300,300,800,144,1000,0.63,0.26,0.1,0.01,3.726,0.91]
[2,0.05,300,300,1200,36,0,0.1,0.26,0.63,0.01,3.726,0.95]
[2,0.05,300,300,2000,36,500,0.56000000000000005,0.26,0.17,0.01,3.726,0.96]
[2,0.05,300,450,800,144,0,0.1,0.26,0.63,0.01,3.726,0.91]
[2,0.05,300,450,800,720,500,0.56000000000000005,0.26,0.17,0.01,3.726,0.89]
[2,0.05,300,450,1200,720,1000,0.64,0.26,0.09,0.01,3.726,0.9]
[2,0.05,300,450,2000,144,0,0.1,0.26,0.63,0.01,3.726,0.94]
[2,0.05,300,600,800,144,500,0.56000000000000005,0.26,0.17,0.01,4.5540000000000003,0.87]
[2,0.05,300,600,1200,720,0,0.1,0.26,0.63,0.01,4.5540000000000003,0.9]
[2,0.05,300,600,2000,72,0,0.1,0.26,0.63,0.01,4.5540000000000003,0.93]
[2,0.05,600,300,800,72,500,0.56000000000000005,0.26,0.18,0.01,8.1980000000000004,0.94]
[2,0.05,600,300,800,360,1000,0.63,0.26,0.1,0.01,8.1980000000000004,0.93]
[2,0.05,600,300,2000,36,500,0.56000000000000005,0.26,0.18,0.01,8.1980000000000004,0.96]
[2,0.05,600,450,800,36,1000,0.63,0.26,0.1,0.01,8.1980000000000004,0.91]
[2,0.05,600,450,800,360,0,0.1,0.26,0.63,0.01,10.247,0.93]
[2,0.05,600,450,1200,360,500,0.56000000000000005,0.26,0.18,0.01,10.247,0.93]
[2,0.05,600,450,2000,36,1000,0.64,0.26,0.09,0.01,10.247,0.94]
[2,0.05,600,600,800,144,500,0.56000000000000005,0.26,0.18,0.01,10.247,0.9]
[2,0.05,600,600,800,360,500,0.56000000000000005,0.26,0.18,0.01,10.247,0.9]
[2,0.05,600,600,2000,36,0,0.11,0.26,0.63,0.01,10.247,0.94]
[2,0.1,100,300,800,18,500,0.66,0.28999999999999998,0.04,0.01,5.8559999999999999,0.91]
[2,0.1,100,300,800,72,1000,0.69,0.28999999999999998,0.02,0.01,6.8310000000000004,0.9]
[2,0.1,100,300,1200,180,1000,0.69,0.28999999999999998,0.01,0.01,6.8310000000000004,0.93]
[2,0.1,100,300,2000,18,0,0.16,0.28999999999999998,0.54,0.01,6.8310000000000004,0.96]
[2,0.1,100,450,800,36,1000,0.68,0.3,0.02,0.01,5.1239999999999997,0.87]
[2,0.1,100,450,800,360,0,0.16,0.3,0.54,0.01,6.8310000000000004,0.88]
[2,0.1,100,450,1200,360,500,0.65,0.3,0.04,0.01,6.8310000000000004,0.9]
[2,0.1,100,600,800,36,0,0.16,0.3,0.54,0.01,6.8310000000000004,0.85]
[2,0.1,100,600,800,72,0,0.16,0.3,0.54,0.01,6.8310000000000004,0.85]
[2,0.1,100,600,1200,180,1000,0.68,0.3,0.01,0.01,6.8310000000000004,0.87]
[2,0.1,100,600,2000,36,0,0.16,0.3,0.54,0.01,6.8310000000000004,0.92]
[2,0.1,300,300,800,36,500,0.66,0.28999999999999998,0.05,0,20.494,0.93]
[2,0.1,300,300,800,180,1000,0.69,0.28999999999999998,0.02,0,20.494,0.93]
[2,0.1,300,300,2000,18,500,0.66,0.28999999999999998,0.05,0,20.494,0.96]
[2,0.1,300,450,800,18,1000,0.68,0.3,0.02,0,20.494,0.9]
[2,0.1,300,450,800,72,500,0.65,0.3,0.05,0,20.494,0.9]
[2,0.1,300,450,1200,180,0,0.16,0.3,0.54,0,20.494,0.92]
[2,0.1,300,450,2000,18,500,0.65,0.3,0.05,0,20.494,0.94]
[2,0.1,300,600,800,72,0,0.16,0.3,0.54,0,20.494,0.88]
[2,0.1,300,600,1200,72,500,0.65,0.3,0.05,0,20.494,0.89]
[2,0.1,300,600,1200,360,1000,0.69,0.3,0.01,0,20.494,0.89]
[2,0.1,600,300,800,18,0,0.16,0.28999999999999998,0.55000000000000004,0,40.988999999999997,0.95]
[2,0.1,600,300,800,72,500,0.66,0.28999999999999998,0.05,0,40.988999999999997,0.95]
[2,0.1,600,300,1200,360,0,0.15,0.28999999999999998,0.55000000000000004,0,40.988999999999997,0.96]
[2,0.1,600,300,2000,360,500,0.66,0.28999999999999998,0.05,0,40.988999999999997,0.96]
[2,0.1,600,450,800,36,1000,0.68,0.3,0.02,0,40.988999999999997,0.92]
[2,0.1,600,450,800,360,0,0.16,0.3,0.55000000000000004,0,40.988999999999997,0.93]
[2,0.1,600,450,1200,360,500,0.65,0.3,0.05,0,40.988999999999997,0.93]
[2,0.1,600,600,800,36,0,0.16,0.3,0.54,0,40.988999999999997,0.91]
[2,0.1,600,600,800,360,1000,0.68,0.3,0.02,0,40.988999999999997,0.9]
[2,0.1,600,600,1200,180,500,0.65,0.3,0.05,0,40.988999999999997,0.92]
[2,0.1,600,600,2000,18,1000,0.69,0.3,0.02,0,40.988999999999997,0.93]
[2,0.15,100,300,800,24,0,0.2,0.33,0.47,0,13.663,0.91]
[2,0.15,100,300,1200,48,1000,0.67,0.33,0,0,13.663,0.93]
[2,0.15,100,300,1200,120,1000,0.67,0.33,0,0,13.663,0.93]
[2,0.15,100,450,800,12,500,0.65,0.33,0.02,0,20.494,0.87]
[2,0.15,100,450,800,48,1000,0.67,0.33,0,0,20.494,0.87]
[2,0.15,100,450,1200,120,0,0.2,0.33,0.47,0,20.494,0.91]
[2,0.15,100,450,2000,240,1000,0.67,0.33,0,0,20.494,0.93]
[2,0.15,100,600,800,48,0,0.2,0.33,0.46,0,20.494,0.85]
[2,0.15,100,600,1200,48,500,0.65,0.33,0.02,0,20.494,0.88]
[2,0.15,100,600,1200,240,1000,0.66,0.33,0,0,20.494,0.88]
[2,0.15,100,600,2000,120,500,0.65,0.33,0.02,0,20.494,0.91]
[2,0.15,300,300,800,48,0,0.2,0.33,0.48,0,40.988999999999997,0.93]
[2,0.15,300,300,1200,120,1000,0.67,0.33,0,0,40.988999999999997,0.94]
[2,0.15,300,300,2000,240,0,0.2,0.33,0.48,0,40.988999999999997,0.96]
[2,0.15,300,450,800,24,500,0.65,0.33,0.02,0,40.988999999999997,0.9]
[2,0.15,300,450,1200,120,0,0.2,0.33,0.47,0,40.988999999999997,0.92]
[2,0.15,300,450,1200,240,0,0.2,0.33,0.47,0,40.988999999999997,0.92]
[2,0.15,300,600,800,12,1000,0.66,0.33,0,0,40.988999999999997,0.87]
[2,0.15,300,600,1200,24,0,0.2,0.33,0.47,0,40.988999999999997,0.9]
[2,0.15,300,600,1200,120,500,0.65,0.33,0.02,0,40.988999999999997,0.9]
[2,0.15,600,300,800,12,0,0.21,0.33,0.47,0,0,0.95]
[2,0.15,600,300,800,24,0,0.2,0.33,0.48,0,0,0.95]
[2,0.15,600,300,1200,48,1000,0.67,0.33,0,0,0,0.95]
[2,0.15,600,300,2000,120,0,0.2,0.33,0.48,0,0,0.97]
[2,0.15,600,300,2000,240,500,0.66,0.33,0.02,0,0,0.97]
[2,0.15,600,450,800,48,500,0.65,0.33,0.02,0,0,0.92]
[2,0.15,600,450,1200,48,1000,0.67,0.33,0,0,0,0.93]
[2,0.15,600,450,2000,240,500,0.65,0.33,0.02,0,0,0.95]
[2,0.15,600,600,800,24,1000,0.66,0.33,0.01,0,0,0.9]
[2,0.15,600,600,1200,48,0,0.2,0.33,0.47,0,0,0.92]
[2,0.15,600,600,1200,240,500,0.65,0.33,0.02,0,0,0.92]
[2,0.15,600,600,2000,240,1000,0.66,0.33,0,0,0,0.93]
[2,0.2,100,300,1200,18,500,0.64,0.36,0.01,0,40.988999999999997,0.93]
[2,0.2,100,300,1200,90,1000,0.64,0.36,0,0,40.988999999999997,0.93]
[2,0.2,100,300,2000,180,0,0.23,0.36,0.41,0,40.988999999999997,0.96]
[2,0.2,100,450,800,18,500,0.63,0.37,0.01,0,40.988999999999997,0.87]
[2,0.2,100,450,1200,90,0,0.23,0.37,0.4,0,40.988999999999997,0.91]
[2,0.2,100,450,2000,36,0,0.23,0.37,0.4,0,40.988999999999997,0.93]
[2,0.2,100,600,800,9,500,0.63,0.37,0.01,0,40.988999999999997,0.84]
[2,0.2,100,600,1200,9,1000,0.63,0.37,0,0,40.988999999999997,0.88]
[2,0.2,100,600,1200,90,0,0.23,0.37,0.4,0,40.988999999999997,0.88]
[2,0.2,100,600,2000,180,1000,0.63,0.37,0,0,40.988999999999997,0.91]
[2,0.2,300,300,800,9,1000,0.64,0.36,0,0,40.988999999999997,0.93]
[2,0.2,300,300,1200,36,500,0.64,0.36,0.01,0,40.988999999999997,0.94]
[2,0.2,300,300,2000,36,1000,0.64,0.36,0,0,40.988999999999997,0.96]
[2,0.2,300,450,800,9,0,0.24,0.37,0.4,0,40.988999999999997,0.9]
[2,0.2,300,450,1200,18,1000,0.64,0.37,0,0,40.988999999999997,0.92]
[2,0.2,300,450,1200,36,1000,0.64,0.37,0,0,40.988999999999997,0.92]
[2,0.2,300,450,2000,180,500,0.63,0.37,0.01,0,40.988999999999997,0.94]
[2,0.2,300,600,800,18,1000,0.63,0.37,0,0,40.988999999999997,0.88]
[2,0.2,300,600,1200,36,0,0.23,0.37,0.4,0,40.988999999999997,0.9]
[2,0.2,300,600,2000,90,0,0.23,0.37,0.4,0,40.988999999999997,0.93]
[2,0.2,300,600,2000,180,500,0.63,0.37,0.01,0,40.988999999999997,0.92]
[2,0.2,600,300,1200,18,0,0.23,0.36,0.41,0,0,0.96]
[2,0.2,600,300,1200,90,500,0.64,0.36,0.01,0,0,0.96]
[2,0.2,600,300,2000,90,1000,0.64,0.36,0,0,0,0.97]
[2,0.2,600,450,800,18,0,0.23,0.37,0.4,0,0,0.93]
[2,0.2,600,450,1200,18,500,0.63,0.37,0.01,0,0,0.94]
[2,0.2,600,450,2000,90,0,0.23,0.37,0.41,0,0,0.95]
[2,0.2,600,600,800,9,500,0.63,0.37,0.01,0,0,0.9]
[2,0.2,600,600,1200,9,1000,0.63,0.37,0,0,0,0.92]
[2,0.2,600,600,1200,90,0,0.23,0.37,0.4,0,0,0.92]
[2,0.2,600,600,2000,180,1000,0.63,0.37,0,0,0,0.93]
[1,0.02,100,300,1200,90,0,0.02,0.24,0.66,7.0000000000000007E-2,0.13300000000000001,0.94]
[1,0.02,100,300,1200,180,1000,0.26,0.24,0.43,7.0000000000000007E-2,0.13300000000000001,0.5]
[1,0.02,100,300,2000,360,500,0.22,0.24,0.47,7.0000000000000007E-2,0.13300000000000001,0.84]
[1,0.02,100,300,2000,1800,1000,0.26,0.24,0.43,7.0000000000000007E-2,0.13300000000000001,0.66]
[1,0.02,100,450,1200,180,500,0.22,0.24,0.47,7.0000000000000007E-2,0.14199999999999999,0.74]
[1,0.02,100,450,2000,180,1000,0.26,0.24,0.43,7.0000000000000007E-2,0.14199999999999999,0.65]
[1,0.02,100,450,2000,1800,0,0.03,0.24,0.66,7.0000000000000007E-2,0.14199999999999999,0.94]
[1,0.02,100,600,800,180,500,0.22,0.24,0.47,7.0000000000000007E-2,0.14499999999999999,0.65]
[1,0.02,100,600,1200,180,1000,0.26,0.24,0.43,7.0000000000000007E-2,0.14499999999999999,0.49]
[1,0.02,100,600,2000,900,500,0.22,0.24,0.47,7.0000000000000007E-2,0.14499999999999999,0.8]
[1,0.02,100,600,2000,1800,500,0.22,0.24,0.47,7.0000000000000007E-2,0.14499999999999999,0.8]
[1,0.02,300,300,1200,180,0,0.02,0.24,0.69,0.04,0.376,0.95]
[1,0.02,300,300,1200,900,500,0.22,0.24,0.5,0.04,0.376,0.8]
[1,0.02,300,300,2000,900,1000,0.26,0.24,0.46,0.04,0.376,0.71]
[1,0.02,300,450,800,1800,500,0.22,0.24,0.5,0.04,0.39800000000000002,0.74]
[1,0.02,300,450,1200,180,0,0.03,0.24,0.69,0.04,0.39800000000000002,0.92]
[1,0.02,300,450,2000,360,1000,0.26,0.24,0.46,0.04,0.39800000000000002,0.69]
[1,0.02,300,600,800,90,0,0.03,0.24,0.69,0.04,0.40200000000000002,0.88]
[1,0.02,300,600,1200,90,500,0.22,0.24,0.5,0.04,0.40200000000000002,0.77]
[1,0.02,300,600,2000,360,0,0.03,0.24,0.69,0.04,0.40200000000000002,0.93]
[1,0.02,300,600,2000,1800,500,0.22,0.24,0.5,0.04,0.40200000000000002,0.83]
[1,0.02,600,300,800,1800,1000,0.25,0.24,0.48,0.02,0.872,0.68]
[1,0.02,600,300,1200,360,0,0.02,0.24,0.71,0.02,0.91100000000000003,0.96]
[1,0.02,600,300,2000,360,500,0.22,0.24,0.52,0.02,0.91100000000000003,0.88]
[1,0.02,600,300,2000,1800,1000,0.26,0.24,0.48,0.02,0.91100000000000003,0.75]
[1,0.02,600,450,1200,180,500,0.22,0.24,0.52,0.02,0.91100000000000003,0.83]
[1,0.02,600,450,2000,180,1000,0.26,0.24,0.48,0.02,0.91100000000000003,0.74]
[1,0.02,600,450,2000,1800,0,0.03,0.24,0.71,0.02,0.91100000000000003,0.95]
[1,0.02,600,600,1200,90,500,0.22,0.24,0.52,0.02,0.95299999999999996,0.81]
[1,0.02,600,600,1200,180,500,0.22,0.24,0.52,0.02,0.95299999999999996,0.81]
[1,0.02,600,600,2000,900,0,0.03,0.24,0.71,0.02,0.95299999999999996,0.94]
[1,0.05,100,300,800,360,500,0.45,0.26,0.28000000000000003,0.02,0.89100000000000001,0.78]
[1,0.05,100,300,1200,36,1000,0.53,0.26,0.19,0.02,0.80400000000000005,0.71]
[1,0.05,100,300,2000,144,500,0.45,0.26,0.28000000000000003,0.02,0.89100000000000001,0.89]
[1,0.05,100,300,2000,360,500,0.45,0.26,0.28000000000000003,0.02,0.89100000000000001,0.89]
[1,0.05,100,450,1200,36,0,0.05,0.26,0.67,0.02,0.93200000000000005,0.91]
[1,0.05,100,450,2000,36,500,0.45,0.26,0.28000000000000003,0.02,0.93200000000000005,0.87]
[1,0.05,100,450,2000,144,1000,0.53,0.26,0.19,0.02,0.93200000000000005,0.79]
[1,0.05,100,600,800,36,0,0.06,0.26,0.66,0.02,0.97599999999999998,0.85]
[1,0.05,100,600,1200,36,500,0.44,0.26,0.28000000000000003,0.02,0.97599999999999998,0.79]
[1,0.05,100,600,2000,144,0,0.06,0.26,0.66,0.02,0.97599999999999998,0.92]
[1,0.05,100,600,2000,720,0,0.06,0.26,0.66,0.02,0.97599999999999998,0.92]
[1,0.05,300,300,800,720,500,0.45,0.26,0.28999999999999998,0.01,3.726,0.83]
[1,0.05,300,300,1200,72,1000,0.53,0.26,0.2,0.01,3.726,0.76]
[1,0.05,300,300,2000,144,0,0.05,0.26,0.68,0.01,3.726,0.96]
[1,0.05,300,450,800,360,1000,0.52,0.26,0.21,0.01,3.726,0.71]
[1,0.05,300,450,1200,72,0,0.05,0.26,0.68,0.01,3.726,0.92]
[1,0.05,300,450,2000,72,500,0.44,0.26,0.28000000000000003,0.01,3.726,0.88]
[1,0.05,300,450,2000,360,1000,0.53,0.26,0.2,0.01,3.726,0.82]
[1,0.05,300,600,800,720,0,0.06,0.26,0.67,0.01,4.5540000000000003,0.88]
[1,0.05,300,600,2000,36,1000,0.53,0.26,0.2,0.01,4.5540000000000003,0.8]
[1,0.05,300,600,2000,360,0,0.06,0.26,0.67,0.01,4.5540000000000003,0.93]
[1,0.05,600,300,800,360,500,0.45,0.26,0.28999999999999998,0.01,8.1980000000000004,0.87]
[1,0.05,600,300,1200,36,1000,0.53,0.26,0.21,0.01,6.8310000000000004,0.81]
[1,0.05,600,300,2000,144,500,0.45,0.26,0.28999999999999998,0.01,8.1980000000000004,0.92]
[1,0.05,600,450,800,72,500,0.44,0.26,0.28999999999999998,0.01,10.247,0.85]
[1,0.05,600,450,800,720,1000,0.52,0.26,0.22,0.01,10.247,0.78]
[1,0.05,600,450,2000,36,0,0.05,0.26,0.68,0.01,10.247,0.95]
[1,0.05,600,450,2000,144,500,0.44,0.26,0.28999999999999998,0.01,10.247,0.9]
[1,0.05,600,600,800,720,0,0.06,0.26,0.68,0.01,10.247,0.91]
[1,0.05,600,600,1200,36,0,0.06,0.26,0.68,0.01,10.247,0.92]
[1,0.05,600,600,2000,72,1000,0.53,0.26,0.21,0.01,10.247,0.83]
[1,0.05,600,600,2000,720,0,0.06,0.26,0.68,0.01,10.247,0.94]
[1,0.1,100,300,800,360,500,0.61,0.28999999999999998,0.09,0.01,6.8310000000000004,0.9]
[1,0.1,100,300,2000,36,0,0.09,0.28999999999999998,0.61,0.01,6.8310000000000004,0.96]
[1,0.1,100,300,2000,72,0,0.09,0.28999999999999998,0.61,0.01,6.8310000000000004,0.96]
[1,0.1,100,450,800,180,1000,0.66,0.3,0.04,0.01,6.8310000000000004,0.85]
[1,0.1,100,450,1200,36,0,0.09,0.3,0.61,0.01,6.8310000000000004,0.91]
[1,0.1,100,450,2000,18,0,0.09,0.3,0.61,0.01,6.8310000000000004,0.93]
[1,0.1,100,450,2000,180,500,0.61,0.3,0.09,0.01,6.8310000000000004,0.93]
[1,0.1,100,600,800,180,1000,0.66,0.3,0.04,0.01,6.8310000000000004,0.83]
[1,0.1,100,600,2000,18,500,0.61,0.3,0.09,0.01,6.8310000000000004,0.91]
[1,0.1,100,600,2000,72,1000,0.66,0.3,0.03,0.01,6.8310000000000004,0.9]
[1,0.1,300,300,800,180,0,0.09,0.28999999999999998,0.62,0,20.494,0.93]
[1,0.1,300,300,1200,18,500,0.61,0.28999999999999998,0.09,0,20.494,0.93]
[1,0.1,300,300,2000,72,0,0.09,0.28999999999999998,0.62,0,20.494,0.96]
[1,0.1,300,450,800,72,500,0.61,0.3,0.09,0,20.494,0.89]
[1,0.1,300,450,800,360,1000,0.66,0.3,0.04,0,20.494,0.88]
[1,0.1,300,450,2000,18,0,0.09,0.3,0.61,0,20.494,0.94]
[1,0.1,300,450,2000,72,500,0.61,0.3,0.09,0,20.494,0.93]
[1,0.1,300,600,800,360,0,0.09,0.3,0.61,0,20.494,0.88]
[1,0.1,300,600,1200,360,500,0.61,0.3,0.09,0,20.494,0.89]
[1,0.1,300,600,2000,36,0,0.09,0.3,0.61,0,20.494,0.93]
[1,0.1,600,300,800,36,1000,0.66,0.28999999999999998,0.04,0,40.988999999999997,0.93]
[1,0.1,600,300,800,360,0,0.09,0.28999999999999998,0.62,0,40.988999999999997,0.95]
[1,0.1,600,300,2000,18,1000,0.67,0.28999999999999998,0.04,0,40.988999999999997,0.96]
[1,0.1,600,300,2000,36,1000,0.67,0.28999999999999998,0.04,0,40.988999999999997,0.96]
[1,0.1,600,450,800,180,500,0.61,0.3,0.09,0,40.988999999999997,0.92]
[1,0.1,600,450,1200,18,1000,0.67,0.3,0.04,0,40.988999999999997,0.92]
[1,0.1,600,450,2000,36,0,0.09,0.3,0.62,0,40.988999999999997,0.95]
[1,0.1,600,600,800,72,1000,0.66,0.3,0.04,0,40.988999999999997,0.89]
[1,0.1,600,600,800,180,1000,0.66,0.3,0.04,0,40.988999999999997,0.89]
[1,0.1,600,600,2000,18,500,0.61,0.3,0.09,0,40.988999999999997,0.93]
[1,0.1,600,600,2000,72,1000,0.66,0.3,0.04,0,40.988999999999997,0.93]
[1,0.15,100,300,800,120,0,0.11,0.33,0.56000000000000005,0,13.663,0.91]
[1,0.15,100,300,1200,120,1000,0.67,0.33,0.01,0,13.663,0.93]
[1,0.15,100,300,2000,24,1000,0.67,0.33,0.01,0,13.663,0.95]
[1,0.15,100,450,800,48,0,0.11,0.33,0.55000000000000004,0,20.494,0.88]
[1,0.15,100,450,800,240,500,0.63,0.33,0.03,0,20.494,0.87]
[1,0.15,100,450,1200,240,1000,0.66,0.33,0.01,0,20.494,0.9]
[1,0.15,100,450,2000,48,0,0.11,0.33,0.55000000000000004,0,20.494,0.93]
[1,0.15,100,600,800,120,1000,0.66,0.33,0.01,0,20.494,0.84]
[1,0.15,100,600,1200,240,0,0.11,0.33,0.55000000000000004,0,20.494,0.88]
[1,0.15,100,600,2000,24,500,0.63,0.33,0.03,0,20.494,0.91]
[1,0.15,300,300,800,24,1000,0.66,0.33,0.01,0,40.988999999999997,0.93]
[1,0.15,300,300,800,240,0,0.11,0.33,0.56000000000000005,0,40.988999999999997,0.93]
[1,0.15,300,300,2000,12,1000,0.67,0.33,0.01,0,40.988999999999997,0.96]
[1,0.15,300,450,800,24,0,0.11,0.33,0.55000000000000004,0,40.988999999999997,0.9]
[1,0.15,300,450,800,48,500,0.63,0.33,0.03,0,40.988999999999997,0.9]
[1,0.15,300,450,1200,240,1000,0.66,0.33,0.01,0,40.988999999999997,0.92]
[1,0.15,300,450,2000,12,1000,0.66,0.33,0.01,0,40.988999999999997,0.94]
[1,0.15,300,600,800,48,500,0.63,0.33,0.03,0,40.988999999999997,0.87]
[1,0.15,300,600,1200,48,1000,0.66,0.33,0.01,0,40.988999999999997,0.89]
[1,0.15,300,600,2000,12,0,0.12,0.33,0.55000000000000004,0,40.988999999999997,0.93]
[1,0.15,300,600,2000,48,500,0.63,0.33,0.03,0,40.988999999999997,0.92]
[1,0.15,600,300,800,48,1000,0.66,0.33,0.01,0,0,0.94]
[1,0.15,600,300,1200,240,500,0.64,0.33,0.04,0,0,0.95]
[1,0.15,600,300,2000,24,1000,0.67,0.33,0.01,0,0,0.96]
[1,0.15,600,450,800,48,0,0.11,0.33,0.56000000000000005,0,0,0.93]
[1,0.15,600,450,800,240,500,0.63,0.33,0.04,0,0,0.92]
[1,0.15,600,450,1200,240,1000,0.66,0.33,0.01,0,0,0.93]
[1,0.15,600,600,800,24,500,0.63,0.33,0.04,0,0,0.9]
[1,0.15,600,600,800,120,500,0.63,0.33,0.04,0,0,0.9]
[1,0.15,600,600,1200,120,1000,0.66,0.33,0.01,0,0,0.91]
[1,0.15,600,600,2000,24,0,0.12,0.33,0.55000000000000004,0,0,0.94]
[1,0.2,100,300,800,18,500,0.63,0.36,0.01,0,40.988999999999997,0.9]
[1,0.2,100,300,1200,90,0,0.14000000000000001,0.36,0.51,0,40.988999999999997,0.93]
[1,0.2,100,300,2000,9,500,0.63,0.36,0.01,0,40.988999999999997,0.95]
[1,0.2,100,450,800,9,1000,0.63,0.37,0,0,40.988999999999997,0.87]
[1,0.2,100,450,800,90,0,0.14000000000000001,0.37,0.5,0,40.988999999999997,0.88]
[1,0.2,100,450,1200,180,1000,0.63,0.37,0,0,40.988999999999997,0.9]
[1,0.2,100,450,2000,9,1000,0.63,0.37,0,0,40.988999999999997,0.93]
[1,0.2,100,600,800,36,500,0.62,0.37,0.01,0,40.988999999999997,0.84]
[1,0.2,100,600,1200,36,1000,0.63,0.37,0,0,40.988999999999997,0.87]
[1,0.2,100,600,2000,9,0,0.14000000000000001,0.37,0.49,0,40.988999999999997,0.91]
[1,0.2,300,300,800,18,0,0.14000000000000001,0.36,0.51,0,40.988999999999997,0.93]
[1,0.2,300,300,800,36,500,0.63,0.36,0.02,0,40.988999999999997,0.93]
[1,0.2,300,300,1200,180,0,0.14000000000000001,0.36,0.51,0,40.988999999999997,0.95]
[1,0.2,300,300,2000,180,500,0.63,0.36,0.02,0,40.988999999999997,0.96]
[1,0.2,300,450,800,18,1000,0.63,0.37,0,0,40.988999999999997,0.9]
[1,0.2,300,450,1200,90,500,0.62,0.37,0.02,0,40.988999999999997,0.92]
[1,0.2,300,450,1200,180,500,0.62,0.37,0.02,0,40.988999999999997,0.92]
[1,0.2,300,600,800,18,0,0.14000000000000001,0.37,0.5,0,40.988999999999997,0.88]
[1,0.2,300,600,800,90,500,0.62,0.37,0.02,0,40.988999999999997,0.87]
[1,0.2,300,600,1200,90,1000,0.63,0.37,0,0,40.988999999999997,0.89]
[1,0.2,300,600,2000,18,0,0.14000000000000001,0.37,0.5,0,40.988999999999997,0.93]
[1,0.2,600,300,800,18,500,0.63,0.36,0.02,0,0,0.95]
[1,0.2,600,300,1200,90,0,0.14000000000000001,0.36,0.51,0,0,0.96]
[1,0.2,600,300,2000,9,500,0.63,0.36,0.02,0,0,0.96]
[1,0.2,600,300,2000,180,500,0.63,0.36,0.02,0,0,0.96]
[1,0.2,600,450,800,36,1000,0.63,0.37,0,0,0,0.92]
[1,0.2,600,450,1200,180,500,0.62,0.37,0.02,0,0,0.93]
[1,0.2,600,450,2000,180,1000,0.63,0.37,0,0,0,0.95]
[1,0.2,600,600,800,36,0,0.14000000000000001,0.37,0.5,0,0,0.91]
[1,0.2,600,600,1200,36,500,0.62,0.37,0.02,0,0,0.92]
[1,0.2,600,600,1200,180,1000,0.63,0.37,0,0,0,0.91]
[0.7,0.02,100,300,800,180,500,0.17,0.24,0.51,7.0000000000000007E-2,0.13300000000000001,0.64]
[0.7,0.02,100,300,1200,180,1000,0.19,0.24,0.49,7.0000000000000007E-2,0.13300000000000001,0.44]
[0.7,0.02,100,300,1200,1800,0,0.02,0.24,0.67,7.0000000000000007E-2,0.13300000000000001,0.94]
[0.7,0.02,100,300,2000,1800,500,0.17,0.24,0.51,7.0000000000000007E-2,0.13300000000000001,0.81]
[0.7,0.02,100,450,800,180,1000,0.19,0.24,0.49,7.0000000000000007E-2,0.14000000000000001,0.38]
[0.7,0.02,100,450,1200,900,500,0.17,0.24,0.52,7.0000000000000007E-2,0.14199999999999999,0.71]
[0.7,0.02,100,450,2000,360,0,0.02,0.24,0.67,7.0000000000000007E-2,0.14199999999999999,0.94]
[0.7,0.02,100,600,800,90,1000,0.19,0.24,0.49,0.08,0.13400000000000001,0.38]
[0.7,0.02,100,600,800,900,0,0.02,0.24,0.67,7.0000000000000007E-2,0.14499999999999999,0.85]
[0.7,0.02,100,600,1200,900,500,0.17,0.24,0.52,7.0000000000000007E-2,0.14499999999999999,0.69]
[0.7,0.02,300,300,800,90,0,0.02,0.24,0.7,0.04,0.376,0.94]
[0.7,0.02,300,300,800,180,0,0.02,0.24,0.7,0.04,0.376,0.94]
[0.7,0.02,300,300,1200,360,1000,0.19,0.24,0.52,0.04,0.376,0.54]
[0.7,0.02,300,300,2000,90,0,0.02,0.24,0.7,0.04,0.376,0.96]
[0.7,0.02,300,450,800,90,500,0.17,0.24,0.55000000000000004,0.04,0.38700000000000001,0.7]
[0.7,0.02,300,450,1200,360,0,0.02,0.24,0.7,0.04,0.39800000000000002,0.92]
[0.7,0.02,300,450,1200,900,0,0.02,0.24,0.7,0.04,0.39800000000000002,0.92]
[0.7,0.02,300,450,2000,1800,1000,0.19,0.24,0.52,0.04,0.39800000000000002,0.66]
[0.7,0.02,300,600,800,360,0,0.02,0.24,0.7,0.04,0.40200000000000002,0.88]
[0.7,0.02,300,600,1200,90,1000,0.19,0.24,0.52,0.04,0.38700000000000001,0.54]
[0.7,0.02,300,600,1200,1800,500,0.17,0.24,0.55000000000000004,0.04,0.40200000000000002,0.74]
[0.7,0.02,600,300,800,180,0,0.02,0.24,0.72,0.02,0.91100000000000003,0.95]
[0.7,0.02,600,300,1200,180,500,0.17,0.24,0.56000000000000005,0.02,0.91100000000000003,0.82]
[0.7,0.02,600,300,1200,900,1000,0.19,0.24,0.54,0.02,0.91100000000000003,0.64]
[0.7,0.02,600,300,2000,1800,0,0.02,0.24,0.72,0.02,0.91100000000000003,0.97]
[0.7,0.02,600,450,800,180,500,0.17,0.24,0.56000000000000005,0.02,0.91100000000000003,0.77]
[0.7,0.02,600,450,1200,900,0,0.02,0.24,0.72,0.02,0.91100000000000003,0.94]
[0.7,0.02,600,450,2000,900,500,0.17,0.24,0.56000000000000005,0.02,0.91100000000000003,0.85]
[0.7,0.02,600,600,800,90,1000,0.19,0.24,0.54,0.03,0.78800000000000003,0.62]
[0.7,0.02,600,600,1200,360,500,0.17,0.24,0.56999999999999995,0.02,0.95299999999999996,0.79]
[0.7,0.02,600,600,1200,900,500,0.17,0.24,0.56999999999999995,0.02,0.95299999999999996,0.79]
[0.7,0.05,100,300,800,36,0,0.04,0.26,0.68,0.02,0.872,0.92]
[0.7,0.05,100,300,1200,36,500,0.38,0.26,0.35,0.02,0.85399999999999998,0.77]
[0.7,0.05,100,300,1200,72,1000,0.44,0.26,0.28000000000000003,0.02,0.872,0.56000000000000005]
[0.7,0.05,100,300,1200,720,1000,0.44,0.26,0.28000000000000003,0.02,0.89100000000000001,0.56000000000000005]
[0.7,0.05,100,450,800,36,0,0.04,0.26,0.68,0.02,0.91100000000000003,0.88]
[0.7,0.05,100,450,1200,72,1000,0.44,0.26,0.28000000000000003,0.02,0.91100000000000003,0.55000000000000004]
[0.7,0.05,100,450,1200,144,1000,0.44,0.26,0.28000000000000003,0.02,0.93200000000000005,0.56000000000000005]
[0.7,0.05,100,450,2000,720,500,0.37,0.26,0.35,0.02,0.93200000000000005,0.83]
[0.7,0.05,100,600,800,72,1000,0.43,0.26,0.28999999999999998,0.02,0.85399999999999998,0.49]
[0.7,0.05,100,600,1200,144,0,0.04,0.26,0.68,0.02,0.97599999999999998,0.88]
[0.7,0.05,100,600,2000,360,1000,0.44,0.26,0.28000000000000003,0.02,0.97599999999999998,0.68]
[0.7,0.05,300,300,800,72,0,0.04,0.26,0.69,0.01,3.726,0.94]
[0.7,0.05,300,300,1200,72,500,0.38,0.26,0.36,0.01,3.726,0.82]
[0.7,0.05,300,300,1200,360,1000,0.44,0.26,0.28999999999999998,0.01,3.726,0.64]
[0.7,0.05,300,300,2000,720,0,0.04,0.26,0.69,0.01,3.726,0.96]
[0.7,0.05,300,450,800,720,500,0.37,0.26,0.36,0.01,3.726,0.75]
[0.7,0.05,300,450,1200,144,1000,0.44,0.26,0.28999999999999998,0.01,3.726,0.63]
[0.7,0.05,300,450,2000,360,0,0.04,0.26,0.69,0.01,3.726,0.94]
[0.7,0.05,300,600,800,36,500,0.37,0.26,0.35,0.01,3.153,0.74]
[0.7,0.05,300,600,1200,144,0,0.04,0.26,0.69,0.01,4.5540000000000003,0.9]
[0.7,0.05,300,600,1200,360,0,0.04,0.26,0.69,0.01,4.5540000000000003,0.9]
[0.7,0.05,300,600,2000,720,1000,0.44,0.26,0.28999999999999998,0.01,4.5540000000000003,0.72]
[0.7,0.05,600,300,1200,36,0,0.04,0.26,0.7,0.01,8.1980000000000004,0.96]
[0.7,0.05,600,300,1200,144,500,0.38,0.26,0.36,0.01,8.1980000000000004,0.86]
[0.7,0.05,600,300,2000,720,0,0.04,0.26,0.7,0.01,8.1980000000000004,0.97]
[0.7,0.05,600,450,800,36,0,0.04,0.26,0.69,0.01,10.247,0.93]
[0.7,0.05,600,450,1200,72,1000,0.44,0.26,0.28999999999999998,0.01,10.247,0.71]
[0.7,0.05,600,450,2000,144,0,0.04,0.26,0.69,0.01,10.247,0.95]
[0.7,0.05,600,450,2000,720,500,0.37,0.26,0.36,0.01,10.247,0.88]
[0.7,0.05,600,600,1200,36,500,0.37,0.26,0.36,0.01,10.247,0.82]
[0.7,0.05,600,600,1200,72,1000,0.44,0.26,0.28999999999999998,0.01,10.247,0.7]
[0.7,0.05,600,600,2000,360,500,0.37,0.26,0.36,0.01,10.247,0.86]
[0.7,0.1,100,300,800,18,1000,0.63,0.28999999999999998,7.0000000000000007E-2,0.01,2.411,0.82]
[0.7,0.1,100,300,1200,36,0,0.06,0.28999999999999998,0.64,0.01,6.8310000000000004,0.94]
[0.7,0.1,100,300,1200,180,500,0.56999999999999995,0.28999999999999998,0.13,0.01,6.8310000000000004,0.88]
[0.7,0.1,100,300,2000,180,1000,0.64,0.28999999999999998,7.0000000000000007E-2,0.01,6.8310000000000004,0.9]
[0.7,0.1,100,450,1200,18,500,0.56999999999999995,0.3,0.13,0.01,6.8310000000000004,0.86]
[0.7,0.1,100,450,1200,72,1000,0.63,0.3,7.0000000000000007E-2,0.01,6.8310000000000004,0.83]
[0.7,0.1,100,450,2000,180,0,0.06,0.3,0.63,0.01,6.8310000000000004,0.93]
[0.7,0.1,100,600,800,18,500,0.56000000000000005,0.3,0.13,0.01,5.8559999999999999,0.79]
[0.7,0.1,100,600,1200,18,1000,0.63,0.3,7.0000000000000007E-2,0.01,5.8559999999999999,0.81]
[0.7,0.1,100,600,2000,72,500,0.56000000000000005,0.3,0.13,0.01,6.8310000000000004,0.88]
[0.7,0.1,100,600,2000,360,0,7.0000000000000007E-2,0.3,0.63,0.01,6.8310000000000004,0.92]
[0.7,0.1,300,300,800,360,1000,0.63,0.28999999999999998,0.08,0,20.494,0.86]
[0.7,0.1,300,300,1200,72,0,0.06,0.28999999999999998,0.64,0,20.494,0.95]
[0.7,0.1,300,300,2000,180,1000,0.64,0.28999999999999998,7.0000000000000007E-2,0,20.494,0.92]
[0.7,0.1,300,450,800,360,0,0.06,0.3,0.64,0,20.494,0.9]
[0.7,0.1,300,450,1200,36,500,0.56999999999999995,0.3,0.14000000000000001,0,20.494,0.88]
[0.7,0.1,300,450,2000,36,1000,0.63,0.3,7.0000000000000007E-2,0,20.494,0.9]
[0.7,0.1,300,450,2000,360,0,0.06,0.3,0.64,0,20.494,0.94]
[0.7,0.1,300,600,1200,18,1000,0.63,0.3,7.0000000000000007E-2,0,20.494,0.84]
[0.7,0.1,300,600,1200,36,1000,0.63,0.3,7.0000000000000007E-2,0,20.494,0.84]
[0.7,0.1,300,600,2000,180,500,0.56000000000000005,0.3,0.14000000000000001,0,20.494,0.9]
[0.7,0.1,600,300,800,18,1000,0.63,0.28999999999999998,0.08,0,40.988999999999997,0.9]
[0.7,0.1,600,300,1200,36,0,0.06,0.28999999999999998,0.64,0,40.988999999999997,0.96]
[0.7,0.1,600,300,2000,72,1000,0.64,0.28999999999999998,7.0000000000000007E-2,0,40.988999999999997,0.93]
[0.7,0.1,600,450,800,36,500,0.56999999999999995,0.3,0.14000000000000001,0,40.988999999999997,0.89]
[0.7,0.1,600,450,1200,18,0,7.0000000000000007E-2,0.3,0.64,0,40.988999999999997,0.94]
[0.7,0.1,600,450,1200,72,500,0.56999999999999995,0.3,0.14000000000000001,0,40.988999999999997,0.91]
[0.7,0.1,600,450,2000,72,1000,0.63,0.3,7.0000000000000007E-2,0,40.988999999999997,0.92]
[0.7,0.1,600,600,800,360,500,0.56000000000000005,0.3,0.14000000000000001,0,40.988999999999997,0.87]
[0.7,0.1,600,600,1200,18,500,0.56000000000000005,0.3,0.14000000000000001,0,40.988999999999997,0.89]
[0.7,0.1,600,600,2000,72,0,7.0000000000000007E-2,0.3,0.64,0,40.988999999999997,0.94]
[0.7,0.1,600,600,2000,360,500,0.56000000000000005,0.3,0.14000000000000001,0,40.988999999999997,0.91]
[0.7,0.15,100,300,800,240,1000,0.65,0.33,0.02,0,13.663,0.9]
[0.7,0.15,100,300,1200,48,0,0.08,0.33,0.59,0,13.663,0.94]
[0.7,0.15,100,300,2000,120,1000,0.66,0.33,0.01,0,13.663,0.95]
[0.7,0.15,100,450,800,240,0,0.09,0.33,0.57999999999999996,0,20.494,0.88]
[0.7,0.15,100,450,1200,24,500,0.62,0.33,0.05,0,20.494,0.9]
[0.7,0.15,100,450,2000,12,0,0.09,0.33,0.57999999999999996,0,20.494,0.93]
[0.7,0.15,100,450,2000,120,1000,0.65,0.33,0.01,0,20.494,0.93]
[0.7,0.15,100,600,1200,12,500,0.62,0.33,0.05,0,20.494,0.87]
[0.7,0.15,100,600,2000,12,1000,0.65,0.33,0.01,0,20.494,0.91]
[0.7,0.15,100,600,2000,120,0,0.09,0.33,0.57999999999999996,0,20.494,0.91]
[0.7,0.15,300,300,800,240,1000,0.65,0.33,0.02,0,40.988999999999997,0.92]
[0.7,0.15,300,300,1200,12,1000,0.66,0.33,0.02,0,40.988999999999997,0.94]
[0.7,0.15,300,300,2000,48,500,0.62,0.33,0.05,0,40.988999999999997,0.96]
[0.7,0.15,300,450,800,48,1000,0.65,0.33,0.02,0,40.988999999999997,0.89]
[0.7,0.15,300,450,1200,12,0,0.09,0.33,0.57999999999999996,0,40.988999999999997,0.92]
[0.7,0.15,300,450,1200,48,500,0.62,0.33,0.05,0,40.988999999999997,0.91]
[0.7,0.15,300,450,2000,48,1000,0.65,0.33,0.02,0,40.988999999999997,0.94]
[0.7,0.15,300,600,800,240,500,0.62,0.33,0.05,0,40.988999999999997,0.87]
[0.7,0.15,300,600,1200,48,1000,0.65,0.33,0.02,0,40.988999999999997,0.89]
[0.7,0.15,300,600,2000,24,1000,0.65,0.33,0.02,0,40.988999999999997,0.92]
[0.7,0.15,300,600,2000,240,0,0.09,0.33,0.57999999999999996,0,40.988999999999997,0.93]
[0.7,0.15,600,300,800,240,500,0.62,0.33,0.05,0,0,0.94]
[0.7,0.15,600,300,2000,24,0,0.09,0.33,0.59,0,0,0.97]
[0.7,0.15,600,300,2000,120,500,0.62,0.33,0.05,0,0,0.96]
[0.7,0.15,600,450,800,120,1000,0.65,0.33,0.02,0,0,0.92]
[0.7,0.15,600,450,1200,24,0,0.09,0.33,0.59,0,0,0.94]
[0.7,0.15,600,450,2000,24,500,0.62,0.33,0.05,0,0,0.95]
[0.7,0.15,600,600,800,120,0,0.09,0.33,0.57999999999999996,0,0,0.91]
[0.7,0.15,600,600,1200,12,500,0.62,0.33,0.05,0,0,0.91]
[0.7,0.15,600,600,2000,12,1000,0.65,0.33,0.02,0,0,0.93]
[0.7,0.15,600,600,2000,120,0,0.09,0.33,0.57999999999999996,0,0,0.94]
[0.7,0.2,100,300,800,90,500,0.62,0.36,0.02,0,40.988999999999997,0.9]
[0.7,0.2,100,300,1200,90,1000,0.64,0.36,0,0,40.988999999999997,0.93]
[0.7,0.2,100,300,2000,36,0,0.1,0.36,0.54,0,40.988999999999997,0.96]
[0.7,0.2,100,450,800,36,500,0.61,0.37,0.02,0,40.988999999999997,0.87]
[0.7,0.2,100,450,800,180,1000,0.63,0.37,0,0,40.988999999999997,0.87]
[0.7,0.2,100,450,2000,18,500,0.61,0.37,0.02,0,40.988999999999997,0.93]
[0.7,0.2,100,450,2000,36,500,0.61,0.37,0.02,0,40.988999999999997,0.93]
[0.7,0.2,100,600,800,180,0,0.1,0.37,0.53,0,40.988999999999997,0.85]
[0.7,0.2,100,600,1200,180,500,0.61,0.37,0.02,0,40.988999999999997,0.87]
[0.7,0.2,100,600,2000,18,1000,0.63,0.37,0,0,40.988999999999997,0.91]
[0.7,0.2,300,300,800,90,500,0.62,0.36,0.02,0,40.988999999999997,0.93]
[0.7,0.2,300,300,800,180,500,0.62,0.36,0.02,0,40.988999999999997,0.93]
[0.7,0.2,300,300,2000,18,0,0.1,0.36,0.54,0,40.988999999999997,0.96]
[0.7,0.2,300,300,2000,90,500,0.62,0.36,0.02,0,40.988999999999997,0.96]
[0.7,0.2,300,450,800,36,500,0.61,0.37,0.02,0,40.988999999999997,0.9]
[0.7,0.2,300,450,1200,9,1000,0.63,0.37,0,0,40.988999999999997,0.91]
[0.7,0.2,300,450,2000,18,0,0.1,0.37,0.54,0,40.988999999999997,0.94]
[0.7,0.2,300,600,800,36,1000,0.63,0.37,0.01,0,40.988999999999997,0.87]
[0.7,0.2,300,600,1200,9,0,0.1,0.37,0.53,0,40.988999999999997,0.9]
[0.7,0.2,300,600,2000,9,500,0.61,0.37,0.02,0,40.988999999999997,0.92]
[0.7,0.2,300,600,2000,36,1000,0.63,0.37,0,0,40.988999999999997,0.92]
[0.7,0.2,600,300,800,90,0,0.1,0.36,0.54,0,0,0.95]
[0.7,0.2,600,300,1200,180,1000,0.64,0.36,0,0,0,0.95]
[0.7,0.2,600,300,2000,36,0,0.1,0.36,0.54,0,0,0.97]
[0.7,0.2,600,450,800,36,500,0.61,0.37,0.02,0,0,0.92]
[0.7,0.2,600,450,800,180,1000,0.63,0.37,0.01,0,0,0.92]
[0.7,0.2,600,450,2000,18,500,0.61,0.37,0.02,0,0,0.95]
[0.7,0.2,600,600,800,18,1000,0.63,0.37,0.01,0,0,0.9]
[0.7,0.2,600,600,800,90,500,0.61,0.37,0.02,0,0,0.9]
[0.7,0.2,600,600,1200,180,0,0.1,0.37,0.53,0,0,0.92]
[0.7,0.2,600,600,2000,18,500,0.61,0.37,0.02,0,0,0.93]
[0.5,0.02,100,300,800,900,0,0.01,0.24,0.67,7.0000000000000007E-2,0.13300000000000001,0.92]
[0.5,0.02,100,300,800,1800,0,0.01,0.24,0.67,7.0000000000000007E-2,0.13300000000000001,0.92]
[0.5,0.02,100,300,2000,90,1000,0.14000000000000001,0.24,0.54,7.0000000000000007E-2,0.13300000000000001,0.6]
[0.5,0.02,100,450,800,180,0,0.01,0.24,0.67,7.0000000000000007E-2,0.14199999999999999,0.88]
[0.5,0.02,100,450,800,900,500,0.13,0.24,0.55000000000000004,7.0000000000000007E-2,0.14199999999999999,0.59]
[0.5,0.02,100,450,2000,90,0,0.01,0.24,0.67,7.0000000000000007E-2,0.14199999999999999,0.94]
[0.5,0.02,100,450,2000,180,0,0.01,0.24,0.67,7.0000000000000007E-2,0.14199999999999999,0.94]
[0.5,0.02,100,600,800,360,1000,0.14000000000000001,0.24,0.55000000000000004,7.0000000000000007E-2,0.14299999999999999,0.35]
[0.5,0.02,100,600,1200,90,0,0.01,0.24,0.67,7.0000000000000007E-2,0.14499999999999999,0.88]
[0.5,0.02,100,600,2000,90,500,0.13,0.24,0.56000000000000005,7.0000000000000007E-2,0.14499999999999999,0.77]
[0.5,0.02,300,300,800,180,0,0.01,0.24,0.71,0.04,0.376,0.94]
[0.5,0.02,300,300,800,360,1000,0.14000000000000001,0.24,0.56999999999999995,0.04,0.36899999999999999,0.48]
[0.5,0.02,300,300,1200,1800,500,0.13,0.24,0.57999999999999996,0.04,0.376,0.75]
[0.5,0.02,300,300,2000,180,1000,0.14000000000000001,0.24,0.56999999999999995,0.04,0.376,0.65]
[0.5,0.02,300,450,800,360,0,0.01,0.24,0.71,0.04,0.39800000000000002,0.91]
[0.5,0.02,300,450,800,1800,500,0.13,0.24,0.59,0.04,0.39800000000000002,0.68]
[0.5,0.02,300,450,2000,180,0,0.01,0.24,0.71,0.04,0.39800000000000002,0.94]
[0.5,0.02,300,600,800,180,500,0.13,0.24,0.59,0.04,0.40200000000000002,0.67]
[0.5,0.02,300,600,800,900,1000,0.14000000000000001,0.24,0.57999999999999996,0.04,0.40200000000000002,0.48]
[0.5,0.02,300,600,1200,1800,0,0.01,0.24,0.71,0.04,0.40200000000000002,0.9]
[0.5,0.02,300,600,2000,180,500,0.13,0.24,0.59,0.04,0.40200000000000002,0.79]
[0.5,0.02,600,300,800,900,0,0.01,0.24,0.72,0.02,0.91100000000000003,0.95]
[0.5,0.02,600,300,1200,900,500,0.13,0.24,0.6,0.02,0.91100000000000003,0.81]
[0.5,0.02,600,300,2000,90,1000,0.14000000000000001,0.24,0.59,0.02,0.91100000000000003,0.71]
[0.5,0.02,600,300,2000,1800,500,0.13,0.24,0.6,0.02,0.91100000000000003,0.85]
[0.5,0.02,600,450,800,900,0,0.01,0.24,0.72,0.02,0.91100000000000003,0.93]
[0.5,0.02,600,450,1200,1800,1000,0.14000000000000001,0.24,0.59,0.02,0.91100000000000003,0.61]
[0.5,0.02,600,600,800,90,0,0.01,0.24,0.72,0.02,0.95299999999999996,0.91]
[0.5,0.02,600,600,800,360,500,0.13,0.24,0.6,0.02,0.95299999999999996,0.74]
[0.5,0.02,600,600,800,1800,1000,0.14000000000000001,0.24,0.59,0.02,0.95299999999999996,0.6]
[0.5,0.02,600,600,2000,90,0,0.01,0.24,0.72,0.02,0.95299999999999996,0.94]
[0.5,0.05,100,300,800,72,1000,0.34,0.26,0.37,0.03,0.69499999999999995,0.38]
[0.5,0.05,100,300,800,144,1000,0.34,0.26,0.38,0.02,0.872,0.38]
[0.5,0.05,100,300,1200,720,500,0.31,0.26,0.41,0.02,0.89100000000000001,0.73]
[0.5,0.05,100,300,2000,72,1000,0.35,0.26,0.37,0.02,0.89100000000000001,0.64]
[0.5,0.05,100,450,800,144,0,0.03,0.26,0.69,0.02,0.93200000000000005,0.88]
[0.5,0.05,100,450,1200,360,1000,0.35,0.26,0.37,0.02,0.93200000000000005,0.47]
[0.5,0.05,100,450,2000,36,1000,0.35,0.26,0.37,0.02,0.93200000000000005,0.63]
[0.5,0.05,100,600,800,72,0,0.03,0.26,0.69,0.02,0.97599999999999998,0.85]
[0.5,0.05,100,600,800,360,500,0.31,0.26,0.41,0.02,0.97599999999999998,0.63]
[0.5,0.05,100,600,1200,360,1000,0.35,0.26,0.37,0.02,0.97599999999999998,0.47]
[0.5,0.05,300,300,800,36,500,0.31,0.26,0.42,0.01,2.5619999999999998,0.73]
[0.5,0.05,300,300,800,144,1000,0.34,0.26,0.39,0.01,3.726,0.52]
[0.5,0.05,300,300,1200,360,0,0.03,0.26,0.7,0.01,3.726,0.95]
[0.5,0.05,300,300,2000,36,500,0.31,0.26,0.42,0.01,3.726,0.84]
[0.5,0.05,300,450,800,36,1000,0.34,0.26,0.38,0.02,1.518,0.52]
[0.5,0.05,300,450,800,360,0,0.03,0.26,0.7,0.01,3.726,0.91]
[0.5,0.05,300,450,1200,720,1000,0.35,0.26,0.38,0.01,3.726,0.56000000000000005]
[0.5,0.05,300,600,800,36,0,0.03,0.26,0.7,0.01,4.5540000000000003,0.88]
[0.5,0.05,300,600,800,144,500,0.31,0.26,0.42,0.01,4.5540000000000003,0.7]
[0.5,0.05,300,600,1200,360,500,0.31,0.26,0.42,0.01,4.5540000000000003,0.75]
[0.5,0.05,300,600,1200,720,1000,0.35,0.26,0.38,0.01,4.5540000000000003,0.56000000000000005]
[0.5,0.05,600,300,800,72,500,0.31,0.26,0.43,0.01,8.1980000000000004,0.8]
[0.5,0.05,600,300,1200,72,1000,0.35,0.26,0.39,0.01,8.1980000000000004,0.66]
[0.5,0.05,600,300,1200,720,0,0.03,0.26,0.71,0.01,8.1980000000000004,0.96]
[0.5,0.05,600,450,800,36,1000,0.34,0.26,0.39,0.01,5.8559999999999999,0.63]
[0.5,0.05,600,450,800,72,1000,0.34,0.26,0.39,0.01,6.8310000000000004,0.64]
[0.5,0.05,600,450,1200,360,500,0.31,0.26,0.43,0.01,10.247,0.81]
[0.5,0.05,600,450,2000,360,1000,0.35,0.26,0.39,0.01,10.247,0.73]
[0.5,0.05,600,600,800,72,0,0.03,0.26,0.7,0.01,10.247,0.91]
[0.5,0.05,600,600,800,360,500,0.31,0.26,0.43,0.01,10.247,0.77]
[0.5,0.05,600,600,1200,360,1000,0.35,0.26,0.39,0.01,10.247,0.64]
[0.5,0.1,100,300,800,18,500,0.51,0.28999999999999998,0.19,0.01,5.8559999999999999,0.77]
[0.5,0.1,100,300,800,72,1000,0.56000000000000005,0.28999999999999998,0.14000000000000001,0.01,4.0990000000000002,0.66]
[0.5,0.1,100,300,1200,36,1000,0.56999999999999995,0.3,0.13,0.01,5.8559999999999999,0.72]
[0.5,0.1,100,300,2000,18,0,0.05,0.28999999999999998,0.65,0.01,6.8310000000000004,0.96]
[0.5,0.1,100,450,800,18,500,0.5,0.3,0.19,0.01,5.8559999999999999,0.75]
[0.5,0.1,100,450,1200,72,0,0.05,0.3,0.65,0.01,6.8310000000000004,0.91]
[0.5,0.1,100,450,1200,360,500,0.5,0.3,0.19,0.01,6.8310000000000004,0.81]
[0.5,0.1,100,450,2000,360,1000,0.56999999999999995,0.3,0.13,0.01,6.8310000000000004,0.8]
[0.5,0.1,100,600,800,72,0,0.05,0.3,0.65,0.01,6.8310000000000004,0.85]
[0.5,0.1,100,600,1200,180,1000,0.56999999999999995,0.3,0.13,0.01,6.8310000000000004,0.69]
[0.5,0.1,100,600,2000,360,0,0.05,0.3,0.65,0.01,6.8310000000000004,0.92]
[0.5,0.1,300,300,800,36,500,0.51,0.28999999999999998,0.2,0,20.494,0.83]
[0.5,0.1,300,300,1200,36,1000,0.56999999999999995,0.3,0.13,0,20.494,0.77]
[0.5,0.1,300,300,1200,360,0,0.05,0.28999999999999998,0.66,0,20.494,0.95]
[0.5,0.1,300,450,800,18,1000,0.56000000000000005,0.3,0.14000000000000001,0,13.663,0.73]
[0.5,0.1,300,450,800,360,500,0.5,0.3,0.2,0,20.494,0.81]
[0.5,0.1,300,450,1200,180,0,0.05,0.3,0.65,0,20.494,0.92]
[0.5,0.1,300,450,2000,180,500,0.5,0.3,0.2,0,20.494,0.88]
[0.5,0.1,300,600,800,18,1000,0.56000000000000005,0.3,0.14000000000000001,0,13.663,0.71]
[0.5,0.1,300,600,1200,72,500,0.5,0.3,0.2,0,20.494,0.83]
[0.5,0.1,300,600,1200,180,500,0.5,0.3,0.2,0,20.494,0.83]
[0.5,0.1,600,300,800,18,0,0.05,0.28999999999999998,0.66,0,40.988999999999997,0.95]
[0.5,0.1,600,300,800,72,500,0.51,0.28999999999999998,0.2,0,40.988999999999997,0.87]
[0.5,0.1,600,300,1200,72,1000,0.56999999999999995,0.3,0.13,0,40.988999999999997,0.82]
[0.5,0.1,600,300,2000,360,500,0.51,0.28999999999999998,0.2,0,40.988999999999997,0.92]
[0.5,0.1,600,450,800,18,500,0.5,0.3,0.2,0,40.988999999999997,0.85]
[0.5,0.1,600,450,1200,72,0,0.05,0.3,0.65,0,40.988999999999997,0.94]
[0.5,0.1,600,450,1200,360,500,0.5,0.3,0.2,0,40.988999999999997,0.87]
[0.5,0.1,600,450,2000,360,1000,0.56999999999999995,0.3,0.13,0,40.988999999999997,0.85]
[0.5,0.1,600,600,1200,18,500,0.5,0.3,0.2,0,40.988999999999997,0.86]
[0.5,0.1,600,600,1200,72,0,0.05,0.3,0.65,0,40.988999999999997,0.92]
[0.5,0.1,600,600,2000,180,1000,0.56999999999999995,0.3,0.13,0,40.988999999999997,0.84]
[0.5,0.15,100,300,800,24,0,0.06,0.33,0.61,0,13.663,0.91]
[0.5,0.15,100,300,1200,24,500,0.59,0.33,0.08,0,13.663,0.9]
[0.5,0.15,100,300,1200,120,1000,0.64,0.33,0.03,0,13.663,0.89]
[0.5,0.15,100,450,800,12,500,0.59,0.33,0.08,0,20.494,0.84]
[0.5,0.15,100,450,1200,12,1000,0.64,0.33,0.03,0,20.494,0.86]
[0.5,0.15,100,450,1200,120,0,0.06,0.33,0.6,0,20.494,0.91]
[0.5,0.15,100,450,2000,120,500,0.59,0.33,0.08,0,20.494,0.91]
[0.5,0.15,100,600,800,12,1000,0.63,0.33,0.04,0,13.663,0.8]
[0.5,0.15,100,600,1200,48,500,0.57999999999999996,0.33,0.08,0,20.494,0.85]
[0.5,0.15,100,600,2000,48,1000,0.64,0.33,0.03,0,20.494,0.89]
[0.5,0.15,100,600,2000,240,0,0.06,0.33,0.6,0,20.494,0.91]
[0.5,0.15,300,300,800,48,0,0.06,0.33,0.61,0,40.988999999999997,0.93]
[0.5,0.15,300,300,1200,48,500,0.59,0.33,0.08,0,40.988999999999997,0.92]
[0.5,0.15,300,300,2000,240,0,0.06,0.33,0.61,0,40.988999999999997,0.96]
[0.5,0.15,300,450,800,12,0,7.0000000000000007E-2,0.33,0.6,0,40.988999999999997,0.9]
[0.5,0.15,300,450,1200,24,1000,0.64,0.33,0.03,0,40.988999999999997,0.89]
[0.5,0.15,300,450,1200,240,0,0.06,0.33,0.61,0,40.988999999999997,0.92]
[0.5,0.15,300,450,2000,240,500,0.59,0.33,0.08,0,40.988999999999997,0.92]
[0.5,0.15,300,600,1200,24,0,0.06,0.33,0.6,0,40.988999999999997,0.9]
[0.5,0.15,300,600,1200,48,0,0.06,0.33,0.6,0,40.988999999999997,0.9]
[0.5,0.15,300,600,2000,120,1000,0.64,0.33,0.03,0,40.988999999999997,0.9]
[0.5,0.15,600,300,800,24,0,0.06,0.33,0.61,0,0,0.95]
[0.5,0.15,600,300,1200,24,500,0.59,0.33,0.09,0,0,0.94]
[0.5,0.15,600,300,2000,120,0,0.06,0.33,0.61,0,0,0.97]
[0.5,0.15,600,300,2000,120,500,0.59,0.33,0.09,0,0,0.95]
[0.5,0.15,600,300,2000,120,1000,0.64,0.33,0.03,0,0,0.94]
[0.5,0.15,600,300,2000,240,0,0.06,0.33,0.61,0,0,0.97]
[0.5,0.15,600,300,2000,240,500,0.59,0.33,0.09,0,0,0.95]
[0.5,0.15,600,300,2000,240,1000,0.64,0.33,0.03,0,0,0.94]
[0.5,0.15,600,450,800,12,0,7.0000000000000007E-2,0.33,0.6,0,0,0.93]
[0.5,0.15,600,450,800,12,500,0.59,0.33,0.08,0,0,0.9]
[0.5,0.15,600,450,800,12,1000,0.63,0.33,0.04,0,0,0.9]
[0.5,0.15,600,450,800,24,0,0.06,0.33,0.61,0,0,0.93]
[0.5,0.15,600,450,800,24,500,0.59,0.33,0.08,0,0,0.9]
[0.5,0.15,600,450,800,24,1000,0.63,0.33,0.04,0,0,0.9]
[0.5,0.15,600,450,800,48,0,0.06,0.33,0.61,0,0,0.93]
[0.5,0.15,600,450,800,48,500,0.59,0.33,0.08,0,0,0.9]
[0.5,0.15,600,450,800,48,1000,0.63,0.33,0.04,0,0,0.9]
[0.5,0.15,600,450,800,120,0,0.06,0.33,0.61,0,0,0.93]
[0.5,0.15,600,450,800,120,500,0.59,0.33,0.08,0,0,0.9]
[0.5,0.15,600,450,800,120,1000,0.63,0.33,0.04,0,0,0.9]
[0.5,0.15,600,450,800,240,0,0.06,0.33,0.61,0,0,0.93]
[0.5,0.15,600,450,800,240,500,0.59,0.33,0.08,0,0,0.9]
[0.5,0.15,600,450,800,240,1000,0.63,0.33,0.04,0,0,0.9]
[0.5,0.15,600,450,1200,12,0,7.0000000000000007E-2,0.33,0.6,0,0,0.94]
[0.5,0.15,600,450,1200,12,500,0.59,0.33,0.08,0,0,0.92]
[0.5,0.15,600,450,1200,12,1000,0.64,0.33,0.03,0,0,0.91]
[0.5,0.15,600,450,1200,24,0,0.06,0.33,0.61,0,0,0.94]
[0.5,0.15,600,450,1200,24,500,0.59,0.33,0.08,0,0,0.92]
[0.5,0.15,600,450,1200,24,1000,0.64,0.33,0.03,0,0,0.91]
[0.5,0.15,600,450,1200,48,0,0.06,0.33,0.61,0,0,0.94]
[0.5,0.15,600,450,1200,48,500,0.59,0.33,0.08,0,0,0.92]
[0.5,0.15,600,450,1200,48,1000,0.64,0.33,0.03,0,0,0.91]
[0.5,0.15,600,450,1200,120,0,0.06,0.33,0.61,0,0,0.94]
[0.5,0.15,600,450,1200,120,500,0.59,0.33,0.08,0,0,0.92]
[0.5,0.15,600,450,1200,120,1000,0.64,0.33,0.03,0,0,0.91]
[0.5,0.15,600,450,1200,240,0,0.06,0.33,0.61,0,0,0.94]
[0.5,0.15,600,450,1200,240,500,0.59,0.33,0.08,0,0,0.92]
[0.5,0.15,600,450,1200,240,1000,0.64,0.33,0.03,0,0,0.91]
[0.5,0.15,600,450,2000,12,0,7.0000000000000007E-2,0.33,0.6,0,0,0.95]
[0.5,0.15,600,450,2000,12,500,0.59,0.33,0.08,0,0,0.94]
[0.5,0.15,600,450,2000,12,1000,0.64,0.33,0.03,0,0,0.93]
[0.5,0.15,600,450,2000,24,0,0.06,0.33,0.61,0,0,0.95]
[0.5,0.15,600,450,2000,24,500,0.59,0.33,0.08,0,0,0.94]
[0.5,0.15,600,450,2000,24,1000,0.64,0.33,0.03,0,0,0.93]
[0.5,0.15,600,450,2000,48,0,0.06,0.33,0.61,0,0,0.95]
[0.5,0.15,600,450,2000,48,500,0.59,0.33,0.08,0,0,0.94]
[0.5,0.15,600,450,2000,48,1000,0.64,0.33,0.03,0,0,0.93]
[0.5,0.15,600,450,2000,120,0,0.06,0.33,0.61,0,0,0.95]
[0.5,0.15,600,450,2000,120,500,0.59,0.33,0.08,0,0,0.94]
[0.5,0.15,600,450,2000,120,1000,0.64,0.33,0.03,0,0,0.93]
[0.5,0.15,600,450,2000,240,0,0.06,0.33,0.61,0,0,0.95]
[0.5,0.15,600,450,2000,240,500,0.59,0.33,0.08,0,0,0.94]
[0.5,0.15,600,450,2000,240,1000,0.64,0.33,0.03,0,0,0.93]
[0.5,0.15,600,600,800,12,0,7.0000000000000007E-2,0.33,0.6,0,0,0.91]
[0.5,0.15,600,600,800,12,500,0.57999999999999996,0.33,0.08,0,0,0.88]
[0.5,0.15,600,600,800,12,1000,0.63,0.33,0.04,0,0,0.88]
[0.5,0.15,600,600,800,24,0,0.06,0.33,0.6,0,0,0.91]
[0.5,0.15,600,600,800,24,500,0.57999999999999996,0.33,0.08,0,0,0.88]
[0.5,0.15,600,600,800,24,1000,0.63,0.33,0.04,0,0,0.88]
[0.5,0.15,600,600,800,48,0,0.06,0.33,0.6,0,0,0.91]
[0.5,0.15,600,600,800,48,500,0.57999999999999996,0.33,0.08,0,0,0.88]
[0.5,0.15,600,600,800,48,1000,0.63,0.33,0.04,0,0,0.88]
[0.5,0.15,600,600,800,120,0,0.06,0.33,0.6,0,0,0.91]
[0.5,0.15,600,600,800,120,500,0.57999999999999996,0.33,0.08,0,0,0.88]
[0.5,0.15,600,600,800,120,1000,0.63,0.33,0.04,0,0,0.88]
[0.5,0.15,600,600,800,240,0,0.06,0.33,0.6,0,0,0.91]
[0.5,0.15,600,600,800,240,500,0.57999999999999996,0.33,0.08,0,0,0.88]
[0.5,0.15,600,600,800,240,1000,0.63,0.33,0.04,0,0,0.88]
[0.5,0.15,600,600,1200,12,0,7.0000000000000007E-2,0.33,0.6,0,0,0.92]
[0.5,0.15,600,600,1200,12,500,0.57999999999999996,0.33,0.08,0,0,0.9]
[0.5,0.15,600,600,1200,12,1000,0.64,0.33,0.03,0,0,0.89]
[0.5,0.15,600,600,1200,24,0,0.06,0.33,0.6,0,0,0.92]
[0.5,0.15,600,600,1200,24,500,0.57999999999999996,0.33,0.08,0,0,0.9]
[0.5,0.15,600,600,1200,24,1000,0.64,0.33,0.03,0,0,0.89]
[0.5,0.15,600,600,1200,48,0,0.06,0.33,0.6,0,0,0.92]
[0.5,0.15,600,600,1200,48,500,0.57999999999999996,0.33,0.08,0,0,0.9]
[0.5,0.15,600,600,1200,48,1000,0.64,0.33,0.03,0,0,0.89]
[0.5,0.15,600,600,1200,120,0,0.06,0.33,0.6,0,0,0.92]
[0.5,0.15,600,600,1200,120,500,0.57999999999999996,0.33,0.08,0,0,0.9]
[0.5,0.15,600,600,1200,120,1000,0.64,0.33,0.03,0,0,0.89]
[0.5,0.15,600,600,1200,240,0,0.06,0.33,0.6,0,0,0.92]
[0.5,0.15,600,600,1200,240,500,0.57999999999999996,0.33,0.08,0,0,0.9]
[0.5,0.15,600,600,1200,240,1000,0.64,0.33,0.03,0,0,0.89]
[0.5,0.15,600,600,2000,12,0,7.0000000000000007E-2,0.33,0.6,0,0,0.94]
[0.5,0.15,600,600,2000,12,500,0.57999999999999996,0.33,0.08,0,0,0.92]
[0.5,0.15,600,600,2000,12,1000,0.64,0.33,0.03,0,0,0.92]
[0.5,0.15,600,600,2000,24,0,0.06,0.33,0.6,0,0,0.94]
[0.5,0.15,600,600,2000,24,500,0.57999999999999996,0.33,0.08,0,0,0.92]
[0.5,0.15,600,600,2000,24,1000,0.64,0.33,0.03,0,0,0.92]
[0.5,0.15,600,600,2000,48,0,0.06,0.33,0.6,0,0,0.94]
[0.5,0.15,600,600,2000,48,500,0.57999999999999996,0.33,0.08,0,0,0.92]
[0.5,0.15,600,600,2000,48,1000,0.64,0.33,0.03,0,0,0.92]
[0.5,0.15,600,600,2000,120,0,0.06,0.33,0.6,0,0,0.94]
[0.5,0.15,600,600,2000,120,500,0.57999999999999996,0.33,0.08,0,0,0.92]
[0.5,0.15,600,600,2000,120,1000,0.64,0.33,0.03,0,0,0.92]
[0.5,0.15,600,600,2000,240,0,0.06,0.33,0.6,0,0,0.94]
[0.5,0.15,600,600,2000,240,500,0.57999999999999996,0.33,0.08,0,0,0.92]
[0.5,0.15,600,600,2000,240,1000,0.64,0.33,0.03,0,0,0.92]
[0.5,0.2,100,300,800,9,0,0.08,0.36,0.56000000000000005,0,40.988999999999997,0.91]
[0.5,0.2,100,300,800,9,500,0.61,0.36,0.03,0,40.988999999999997,0.9]
[0.5,0.2,100,300,800,9,1000,0.63,0.36,0.01,0,40.988999999999997,0.9]
[0.5,0.2,100,300,800,18,0,0.08,0.36,0.56999999999999995,0,40.988999999999997,0.91]
[0.5,0.2,100,300,800,18,500,0.61,0.36,0.03,0,40.988999999999997,0.9]
[0.5,0.2,100,300,800,18,1000,0.63,0.36,0.01,0,40.988999999999997,0.9]
[0.5,0.2,100,300,800,36,0,0.08,0.36,0.56999999999999995,0,40.988999999999997,0.91]
[0.5,0.2,100,300,800,36,500,0.61,0.36,0.03,0,40.988999999999997,0.9]
[0.5,0.2,100,300,800,36,1000,0.63,0.36,0.01,0,40.988999999999997,0.9]
[0.5,0.2,100,300,800,90,0,0.08,0.36,0.56999999999999995,0,40.988999999999997,0.91]
[0.5,0.2,100,300,800,90,500,0.61,0.36,0.03,0,40.988999999999997,0.9]
[0.5,0.2,100,300,800,90,1000,0.63,0.36,0.01,0,40.988999999999997,0.9]
[0.5,0.2,100,300,800,180,0,0.08,0.36,0.56999999999999995,0,40.988999999999997,0.91]
[0.5,0.2,100,300,800,180,500,0.61,0.36,0.03,0,40.988999999999997,0.9]
[0.5,0.2,100,300,800,180,1000,0.63,0.36,0.01,0,40.988999999999997,0.9]
[0.5,0.2,100,300,1200,9,0,0.08,0.36,0.56000000000000005,0,40.988999999999997,0.93]
[0.5,0.2,100,300,1200,9,500,0.61,0.36,0.03,0,40.988999999999997,0.92]
[0.5,0.2,100,300,1200,9,1000,0.64,0.36,0.01,0,40.988999999999997,0.92]
[0.5,0.2,100,300,1200,18,0,0.08,0.36,0.56999999999999995,0,40.988999999999997,0.93]
[0.5,0.2,100,300,1200,18,500,0.61,0.36,0.03,0,40.988999999999997,0.92]
[0.5,0.2,100,300,1200,18,1000,0.64,0.36,0.01,0,40.988999999999997,0.92]
[0.5,0.2,100,300,1200,36,0,0.08,0.36,0.56999999999999995,0,40.988999999999997,0.93]
[0.5,0.2,100,300,1200,36,500,0.61,0.36,0.03,0,40.988999999999997,0.92]
[0.5,0.2,100,300,1200,36,1000,0.64,0.36,0.01,0,40.988999999999997,0.92]
[0.5,0.2,100,300,1200,90,0,0.08,0.36,0.56999999999999995,0,40.988999999999997,0.93]
[0.5,0.2,100,300,1200,90,500,0.61,0.36,0.03,0,40.988999999999997,0.92]
[0.5,0.2,100,300,1200,90,1000,0.64,0.36,0.01,0,40.988999999999997,0.92]
[0.5,0.2,100,300,1200,180,0,0.08,0.36,0.56999999999999995,0,40.988999999999997,0.93]
[0.5,0.2,100,300,1200,180,500,0.61,0.36,0.03,0,40.988999999999997,0.92]
[0.5,0.2,100,300,1200,180,1000,0.64,0.36,0.01,0,40.988999999999997,0.92]
[0.5,0.2,100,300,2000,9,0,0.08,0.36,0.56000000000000005,0,40.988999999999997,0.96]
[0.5,0.2,100,300,2000,9,500,0.61,0.36,0.03,0,40.988999999999997,0.95]
[0.5,0.2,100,300,2000,9,1000,0.64,0.36,0.01,0,40.988999999999997,0.95]
[0.5,0.2,100,300,2000,18,0,0.08,0.36,0.56999999999999995,0,40.988999999999997,0.96]
[0.5,0.2,100,300,2000,18,500,0.61,0.36,0.03,0,40.988999999999997,0.95]
[0.5,0.2,100,300,2000,18,1000,0.64,0.36,0.01,0,40.988999999999997,0.95]
[0.5,0.2,100,300,2000,36,0,0.08,0.36,0.56999999999999995,0,40.988999999999997,0.96]
[0.5,0.2,100,300,2000,36,500,0.61,0.36,0.03,0,40.988999999999997,0.95]
[0.5,0.2,100,300,2000,36,1000,0.64,0.36,0.01,0,40.988999999999997,0.95]
[0.5,0.2,100,300,2000,90,0,0.08,0.36,0.56999999999999995,0,40.988999999999997,0.96]
[0.5,0.2,100,300,2000,90,500,0.61,0.36,0.03,0,40.988999999999997,0.95]
[0.5,0.2,100,300,2000,90,1000,0.64,0.36,0.01,0,40.988999999999997,0.95]
[0.5,0.2,100,300,2000,180,0,0.08,0.36,0.56999999999999995,0,40.988999999999997,0.96]
[0.5,0.2,100,300,2000,180,500,0.61,0.36,0.03,0,40.988999999999997,0.95]
[0.5,0.2,100,300,2000,180,1000,0.64,0.36,0.01,0,40.988999999999997,0.95]
[0.5,0.2,100,450,800,9,0,0.08,0.37,0.56000000000000005,0,40.988999999999997,0.88]
[0.5,0.2,100,450,800,9,500,0.6,0.37,0.03,0,40.988999999999997,0.87]
[0.5,0.2,100,450,800,9,1000,0.63,0.37,0.01,0,40.988999999999997,0.87]
[0.5,0.2,100,450,800,18,0,0.08,0.37,0.56000000000000005,0,40.988999999999997,0.88]
[0.5,0.2,100,450,800,18,500,0.6,0.37,0.03,0,40.988999999999997,0.87]
[0.5,0.2,100,450,800,18,1000,0.63,0.37,0.01,0,40.988999999999997,0.87]
[0.5,0.2,100,450,800,36,0,0.08,0.37,0.56000000000000005,0,40.988999999999997,0.88]
[0.5,0.2,100,450,800,36,500,0.6,0.37,0.03,0,40.988999999999997,0.87]
[0.5,0.2,100,450,800,36,1000,0.63,0.37,0.01,0,40.988999999999997,0.87]
[0.5,0.2,100,450,800,90,0,0.08,0.37,0.56000000000000005,0,40.988999999999997,0.88]
[0.5,0.2,100,450,800,90,500,0.6,0.37,0.03,0,40.988999999999997,0.87]
[0.5,0.2,100,450,800,90,1000,0.63,0.37,0.01,0,40.988999999999997,0.87]
[0.5,0.2,100,450,800,180,0,0.08,0.37,0.56000000000000005,0,40.988999999999997,0.88]
[0.5,0.2,100,450,800,180,500,0.6,0.37,0.03,0,40.988999999999997,0.87]
[0.5,0.2,100,450,800,180,1000,0.63,0.37,0.01,0,40.988999999999997,0.87]
[0.5,0.2,100,450,1200,9,0,0.08,0.37,0.56000000000000005,0,40.988999999999997,0.91]
[0.5,0.2,100,450,1200,9,500,0.6,0.37,0.03,0,40.988999999999997,0.9]
[0.5,0.2,100,450,1200,9,1000,0.63,0.37,0.01,0,40.988999999999997,0.9]
[0.5,0.2,100,450,1200,18,0,0.08,0.37,0.56000000000000005,0,40.988999999999997,0.91]
[0.5,0.2,100,450,1200,18,500,0.6,0.37,0.03,0,40.988999999999997,0.9]
[0.5,0.2,100,450,1200,18,1000,0.63,0.37,0.01,0,40.988999999999997,0.9]
[0.5,0.2,100,450,1200,36,0,0.08,0.37,0.56000000000000005,0,40.988999999999997,0.91]
[0.5,0.2,100,450,1200,36,500,0.6,0.37,0.03,0,40.988999999999997,0.9]
[0.5,0.2,100,450,1200,36,1000,0.63,0.37,0.01,0,40.988999999999997,0.9]
[0.5,0.2,100,450,1200,90,0,0.08,0.37,0.56000000000000005,0,40.988999999999997,0.91]
[0.5,0.2,100,450,1200,90,500,0.6,0.37,0.03,0,40.988999999999997,0.9]
[0.5,0.2,100,450,1200,90,1000,0.63,0.37,0.01,0,40.988999999999997,0.9]
[0.5,0.2,100,450,1200,180,0,0.08,0.37,0.56000000000000005,0,40.988999999999997,0.91]
[0.5,0.2,100,450,1200,180,500,0.6,0.37,0.03,0,40.988999999999997,0.9]
[0.5,0.2,100,450,1200,180,1000,0.63,0.37,0.01,0,40.988999999999997,0.9]
[0.5,0.2,100,450,2000,9,0,0.08,0.37,0.56000000000000005,0,40.988999999999997,0.93]
[0.5,0.2,100,450,2000,9,500,0.6,0.37,0.03,0,40.988999999999997,0.93]
[0.5,0.2,100,450,2000,9,1000,0.63,0.37,0.01,0,40.988999999999997,0.93]
[0.5,0.2,100,450,2000,18,0,0.08,0.37,0.56000000000000005,0,40.988999999999997,0.93]
[0.5,0.2,100,450,2000,18,500,0.6,0.37,0.03,0,40.988999999999997,0.93]
[0.5,0.2,100,450,2000,18,1000,0.63,0.37,0.01,0,40.988999999999997,0.93]
[0.5,0.2,100,450,2000,36,0,0.08,0.37,0.56000000000000005,0,40.988999999999997,0.93]
[0.5,0.2,100,450,2000,36,500,0.6,0.37,0.03,0,40.988999999999997,0.93]
[0.5,0.2,100,450,2000,36,1000,0.63,0.37,0.01,0,40.988999999999997,0.93]
[0.5,0.2,100,450,2000,90,0,0.08,0.37,0.56000000000000005,0,40.988999999999997,0.93]
[0.5,0.2,100,450,2000,90,500,0.6,0.37,0.03,0,40.988999999999997,0.93]
[0.5,0.2,100,450,2000,90,1000,0.63,0.37,0.01,0,40.988999999999997,0.93]
[0.5,0.2,100,450,2000,180,0,0.08,0.37,0.56000000000000005,0,40.988999999999997,0.93]
[0.5,0.2,100,450,2000,180,500,0.6,0.37,0.03,0,40.988999999999997,0.93]
[0.5,0.2,100,450,2000,180,1000,0.63,0.37,0.01,0,40.988999999999997,0.93]
[0.5,0.2,100,600,800,9,0,0.08,0.37,0.55000000000000004,0,40.988999999999997,0.85]
[0.5,0.2,100,600,800,9,500,0.6,0.37,0.03,0,40.988999999999997,0.84]
[0.5,0.2,100,600,800,9,1000,0.62,0.37,0.01,0,40.988999999999997,0.84]
[0.5,0.2,100,600,800,18,0,0.08,0.37,0.56000000000000005,0,40.988999999999997,0.85]
[0.5,0.2,100,600,800,18,500,0.6,0.37,0.03,0,40.988999999999997,0.84]
[0.5,0.2,100,600,800,18,1000,0.62,0.37,0.01,0,40.988999999999997,0.84]
[0.5,0.2,100,600,800,36,0,0.08,0.37,0.56000000000000005,0,40.988999999999997,0.85]
[0.5,0.2,100,600,800,36,500,0.6,0.37,0.03,0,40.988999999999997,0.84]
[0.5,0.2,100,600,800,36,1000,0.62,0.37,0.01,0,40.988999999999997,0.84]
[0.5,0.2,100,600,800,90,0,0.08,0.37,0.56000000000000005,0,40.988999999999997,0.85]
[0.5,0.2,100,600,800,90,500,0.6,0.37,0.03,0,40.988999999999997,0.84]
[0.5,0.2,100,600,800,90,1000,0.62,0.37,0.01,0,40.988999999999997,0.84]
[0.5,0.2,100,600,800,180,0,0.08,0.37,0.56000000000000005,0,40.988999999999997,0.85]
[0.5,0.2,100,600,800,180,500,0.6,0.37,0.03,0,40.988999999999997,0.84]
[0.5,0.2,100,600,800,180,1000,0.62,0.37,0.01,0,40.988999999999997,0.84]
[0.5,0.2,100,600,1200,9,0,0.08,0.37,0.55000000000000004,0,40.988999999999997,0.88]
[0.5,0.2,100,600,1200,9,500,0.6,0.37,0.03,0,40.988999999999997,0.87]
[0.5,0.2,100,600,1200,9,1000,0.63,0.37,0.01,0,40.988999999999997,0.87]
[0.5,0.2,100,600,1200,18,0,0.08,0.37,0.56000000000000005,0,40.988999999999997,0.88]
[0.5,0.2,100,600,1200,18,500,0.6,0.37,0.03,0,40.988999999999997,0.87]
[0.5,0.2,100,600,1200,18,1000,0.63,0.37,0.01,0,40.988999999999997,0.87]
[0.5,0.2,100,600,1200,36,0,0.08,0.37,0.56000000000000005,0,40.988999999999997,0.88]
[0.5,0.2,100,600,1200,36,500,0.6,0.37,0.03,0,40.988999999999997,0.87]
[0.5,0.2,100,600,1200,36,1000,0.63,0.37,0.01,0,40.988999999999997,0.87]
[0.5,0.2,100,600,1200,90,0,0.08,0.37,0.56000000000000005,0,40.988999999999997,0.88]
[0.5,0.2,100,600,1200,90,500,0.6,0.37,0.03,0,40.988999999999997,0.87]
[0.5,0.2,100,600,1200,90,1000,0.63,0.37,0.01,0,40.988999999999997,0.87]
[0.5,0.2,100,600,1200,180,0,0.08,0.37,0.56000000000000005,0,40.988999999999997,0.88]
[0.5,0.2,100,600,1200,180,500,0.6,0.37,0.03,0,40.988999999999997,0.87]
[0.5,0.2,100,600,1200,180,1000,0.63,0.37,0.01,0,40.988999999999997,0.87]
[0.5,0.2,100,600,2000,9,0,0.08,0.37,0.55000000000000004,0,40.988999999999997,0.91]
[0.5,0.2,100,600,2000,9,500,0.6,0.37,0.03,0,40.988999999999997,0.91]
[0.5,0.2,100,600,2000,9,1000,0.63,0.37,0.01,0,40.988999999999997,0.91]
[0.5,0.2,100,600,2000,18,0,0.08,0.37,0.56000000000000005,0,40.988999999999997,0.92]
[0.5,0.2,100,600,2000,18,500,0.6,0.37,0.03,0,40.988999999999997,0.91]
[0.5,0.2,100,600,2000,18,1000,0.63,0.37,0.01,0,40.988999999999997,0.91]
[0.5,0.2,100,600,2000,36,0,0.08,0.37,0.56000000000000005,0,40.988999999999997,0.92]
[0.5,0.2,100,600,2000,36,500,0.6,0.37,0.03,0,40.988999999999997,0.91]
[0.5,0.2,100,600,2000,36,1000,0.63,0.37,0.01,0,40.988999999999997,0.91]
[0.5,0.2,100,600,2000,90,0,0.08,0.37,0.56000000000000005,0,40.988999999999997,0.92]
[0.5,0.2,100,600,2000,90,500,0.6,0.37,0.03,0,40.988999999999997,0.91]
[0.5,0.2,100,600,2000,90,1000,0.63,0.37,0.01,0,40.988999999999997,0.91]
[0.5,0.2,100,600,2000,180,0,0.08,0.37,0.56000000000000005,0,40.988999999999997,0.92]
[0.5,0.2,100,600,2000,180,500,0.6,0.37,0.03,0,40.988999999999997,0.91]
[0.5,0.2,100,600,2000,180,1000,0.63,0.37,0.01,0,40.988999999999997,0.91]
[0.5,0.2,300,300,800,9,0,0.08,0.36,0.56000000000000005,0,40.988999999999997,0.93]
[0.5,0.2,300,300,800,9,500,0.61,0.36,0.04,0,40.988999999999997,0.92]
[0.5,0.2,300,300,800,9,1000,0.63,0.36,0.01,0,40.988999999999997,0.92]
[0.5,0.2,300,300,800,18,0,0.08,0.36,0.56999999999999995,0,40.988999999999997,0.93]
[0.5,0.2,300,300,800,18,500,0.61,0.36,0.04,0,40.988999999999997,0.92]
[0.5,0.2,300,300,800,18,1000,0.63,0.36,0.01,0,40.988999999999997,0.92]
[0.5,0.2,300,300,800,36,0,0.08,0.36,0.56999999999999995,0,40.988999999999997,0.93]
[0.5,0.2,300,300,800,36,500,0.61,0.36,0.04,0,40.988999999999997,0.92]
[0.5,0.2,300,300,800,36,1000,0.63,0.36,0.01,0,40.988999999999997,0.92]
[0.5,0.2,300,300,800,90,0,0.08,0.36,0.56999999999999995,0,40.988999999999997,0.93]
[0.5,0.2,300,300,800,90,500,0.61,0.36,0.04,0,40.988999999999997,0.92]
[0.5,0.2,300,300,800,90,1000,0.63,0.36,0.01,0,40.988999999999997,0.92]
[0.5,0.2,300,300,800,180,0,0.08,0.36,0.56999999999999995,0,40.988999999999997,0.93]
[0.5,0.2,300,300,800,180,500,0.61,0.36,0.04,0,40.988999999999997,0.92]
[0.5,0.2,300,300,800,180,1000,0.63,0.36,0.01,0,40.988999999999997,0.92]
[0.5,0.2,300,300,1200,9,0,0.08,0.36,0.56000000000000005,0,40.988999999999997,0.95]
[0.5,0.2,300,300,1200,9,500,0.61,0.36,0.04,0,40.988999999999997,0.94]
[0.5,0.2,300,300,1200,9,1000,0.64,0.36,0.01,0,40.988999999999997,0.94]
[0.5,0.2,300,300,1200,18,0,0.08,0.36,0.56999999999999995,0,40.988999999999997,0.95]
[0.5,0.2,300,300,1200,18,500,0.61,0.36,0.04,0,40.988999999999997,0.94]
[0.5,0.2,300,300,1200,18,1000,0.64,0.36,0.01,0,40.988999999999997,0.94]
[0.5,0.2,300,300,1200,36,0,0.08,0.36,0.56999999999999995,0,40.988999999999997,0.95]
[0.5,0.2,300,300,1200,36,500,0.61,0.36,0.04,0,40.988999999999997,0.94]
[0.5,0.2,300,300,1200,36,1000,0.64,0.36,0.01,0,40.988999999999997,0.94]
[0.5,0.2,300,300,1200,90,0,0.08,0.36,0.56999999999999995,0,40.988999999999997,0.95]
[0.5,0.2,300,300,1200,90,500,0.61,0.36,0.04,0,40.988999999999997,0.94]
[0.5,0.2,300,300,1200,90,1000,0.64,0.36,0.01,0,40.988999999999997,0.94]
[0.5,0.2,300,300,1200,180,0,0.08,0.36,0.56999999999999995,0,40.988999999999997,0.95]
[0.5,0.2,300,300,1200,180,500,0.61,0.36,0.04,0,40.988999999999997,0.94]
[0.5,0.2,300,300,1200,180,1000,0.64,0.36,0.01,0,40.988999999999997,0.94]
[0.5,0.2,300,300,2000,9,0,0.08,0.36,0.56000000000000005,0,40.988999999999997,0.96]
[0.5,0.2,300,300,2000,9,500,0.61,0.36,0.04,0,40.988999999999997,0.96]
[0.5,0.2,300,300,2000,9,1000,0.64,0.36,0.01,0,40.988999999999997,0.96]
[0.5,0.2,300,300,2000,18,0,0.08,0.36,0.56999999999999995,0,40.988999999999997,0.96]
[0.5,0.2,300,300,2000,18,500,0.61,0.36,0.04,0,40.988999999999997,0.96]
[0.5,0.2,300,300,2000,18,1000,0.64,0.36,0.01,0,40.988999999999997,0.96]
[0.5,0.2,300,300,2000,36,0,0.08,0.36,0.56999999999999995,0,40.988999999999997,0.96]
[0.5,0.2,300,300,2000,36,500,0.61,0.36,0.04,0,40.988999999999997,0.96]
[0.5,0.2,300,300,2000,36,1000,0.64,0.36,0.01,0,40.988999999999997,0.96]
[0.5,0.2,300,300,2000,90,0,0.08,0.36,0.56999999999999995,0,40.988999999999997,0.96]
[0.5,0.2,300,300,2000,90,500,0.61,0.36,0.04,0,40.988999999999997,0.96]
[0.5,0.2,300,300,2000,90,1000,0.64,0.36,0.01,0,40.988999999999997,0.96]
[0.5,0.2,300,300,2000,180,0,0.08,0.36,0.56999999999999995,0,40.988999999999997,0.96]
[0.5,0.2,300,300,2000,180,500,0.61,0.36,0.04,0,40.988999999999997,0.96]
[0.5,0.2,300,300,2000,180,1000,0.64,0.36,0.01,0,40.988999999999997,0.96]
[0.5,0.2,300,450,800,9,0,0.08,0.37,0.56000000000000005,0,40.988999999999997,0.9]
[0.5,0.2,300,450,800,9,500,0.6,0.37,0.04,0,40.988999999999997,0.89]
[0.5,0.2,300,450,800,9,1000,0.63,0.37,0.01,0,40.988999999999997,0.89]
[0.5,0.2,300,450,800,18,0,0.08,0.37,0.56000000000000005,0,40.988999999999997,0.9]
[0.5,0.2,300,450,800,18,500,0.6,0.37,0.04,0,40.988999999999997,0.89]
[0.5,0.2,300,450,800,18,1000,0.63,0.37,0.01,0,40.988999999999997,0.89]
[0.5,0.2,300,450,800,36,0,0.08,0.37,0.56000000000000005,0,40.988999999999997,0.9]
[0.5,0.2,300,450,800,36,500,0.6,0.37,0.04,0,40.988999999999997,0.89]
[0.5,0.2,300,450,800,36,1000,0.63,0.37,0.01,0,40.988999999999997,0.89]
[0.5,0.2,300,450,800,90,0,0.08,0.37,0.56000000000000005,0,40.988999999999997,0.9]
[0.5,0.2,300,450,800,90,500,0.6,0.37,0.04,0,40.988999999999997,0.89]
[0.5,0.2,300,450,800,90,1000,0.63,0.37,0.01,0,40.988999999999997,0.89]
[0.5,0.2,300,450,800,180,0,0.08,0.37,0.56000000000000005,0,40.988999999999997,0.9]
[0.5,0.2,300,450,800,180,500,0.6,0.37,0.04,0,40.988999999999997,0.89]
[0.5,0.2,300,450,800,180,1000,0.63,0.37,0.01,0,40.988999999999997,0.89]
[0.5,0.2,300,450,1200,9,0,0.08,0.37,0.56000000000000005,0,40.988999999999997,0.92]
[0.5,0.2,300,450,1200,9,500,0.6,0.37,0.04,0,40.988999999999997,0.91]
[0.5,0.2,300,450,1200,9,1000,0.63,0.37,0.01,0,40.988999999999997,0.91]
[0.5,0.2,300,450,1200,18,0,0.08,0.37,0.56000000000000005,0,40.988999999999997,0.92]
[0.5,0.2,300,450,1200,18,500,0.6,0.37,0.04,0,40.988999999999997,0.91]
[0.5,0.2,300,450,1200,18,1000,0.63,0.37,0.01,0,40.988999999999997,0.91]
[0.5,0.2,300,450,1200,36,0,0.08,0.37,0.56000000000000005,0,40.988999999999997,0.92]
[0.5,0.2,300,450,1200,36,500,0.6,0.37,0.04,0,40.988999999999997,0.91]
[0.5,0.2,300,450,1200,36,1000,0.63,0.37,0.01,0,40.988999999999997,0.91]
[0.5,0.2,300,450,1200,90,0,0.08,0.37,0.56000000000000005,0,40.988999999999997,0.92]
[0.5,0.2,300,450,1200,90,500,0.6,0.37,0.04,0,40.988999999999997,0.91]
[0.5,0.2,300,450,1200,90,1000,0.63,0.37,0.01,0,40.988999999999997,0.91]
[0.5,0.2,300,450,1200,180,0,0.08,0.37,0.56000000000000005,0,40.988999999999997,0.92]
[0.5,0.2,300,450,1200,180,500,0.6,0.37,0.04,0,40.988999999999997,0.91]
[0.5,0.2,300,450,1200,180,1000,0.63,0.37,0.01,0,40.988999999999997,0.91]
[0.5,0.2,300,450,2000,9,0,0.08,0.37,0.56000000000000005,0,40.988999999999997,0.94]
[0.5,0.2,300,450,2000,9,500,0.6,0.37,0.04,0,40.988999999999997,0.94]
[0.5,0.2,300,450,2000,9,1000,0.63,0.37,0.01,0,40.988999999999997,0.94]
[0.5,0.2,300,450,2000,18,0,0.08,0.37,0.56000000000000005,0,40.988999999999997,0.94]
[0.5,0.2,300,450,2000,18,500,0.6,0.37,0.04,0,40.988999999999997,0.94]
[0.5,0.2,300,450,2000,18,1000,0.63,0.37,0.01,0,40.988999999999997,0.94]
[0.5,0.2,300,450,2000,36,0,0.08,0.37,0.56000000000000005,0,40.988999999999997,0.94]
[0.5,0.2,300,450,2000,36,500,0.6,0.37,0.04,0,40.988999999999997,0.94]
[0.5,0.2,300,450,2000,36,1000,0.63,0.37,0.01,0,40.988999999999997,0.94]
[0.5,0.2,300,450,2000,90,0,0.08,0.37,0.56000000000000005,0,40.988999999999997,0.94]
[0.5,0.2,300,450,2000,90,500,0.6,0.37,0.04,0,40.988999999999997,0.94]
[0.5,0.2,300,450,2000,90,1000,0.63,0.37,0.01,0,40.988999999999997,0.94]
[0.5,0.2,300,450,2000,180,0,0.08,0.37,0.56000000000000005,0,40.988999999999997,0.94]
[0.5,0.2,300,450,2000,180,500,0.6,0.37,0.04,0,40.988999999999997,0.94]
[0.5,0.2,300,450,2000,180,1000,0.63,0.37,0.01,0,40.988999999999997,0.94]
[0.5,0.2,300,600,800,9,0,0.08,0.37,0.55000000000000004,0,40.988999999999997,0.88]
[0.5,0.2,300,600,800,9,500,0.6,0.37,0.04,0,40.988999999999997,0.87]
[0.5,0.2,300,600,800,9,1000,0.62,0.37,0.01,0,40.988999999999997,0.87]
[0.5,0.2,300,600,800,18,0,0.08,0.37,0.56000000000000005,0,40.988999999999997,0.88]
[0.5,0.2,300,600,800,18,500,0.6,0.37,0.04,0,40.988999999999997,0.87]
[0.5,0.2,300,600,800,18,1000,0.62,0.37,0.01,0,40.988999999999997,0.87]
[0.5,0.2,300,600,800,36,0,0.08,0.37,0.56000000000000005,0,40.988999999999997,0.88]
[0.5,0.2,300,600,800,36,500,0.6,0.37,0.04,0,40.988999999999997,0.87]
[0.5,0.2,300,600,800,36,1000,0.62,0.37,0.01,0,40.988999999999997,0.87]
[0.5,0.2,300,600,800,90,0,0.08,0.37,0.56000000000000005,0,40.988999999999997,0.88]
[0.5,0.2,300,600,800,90,500,0.6,0.37,0.04,0,40.988999999999997,0.87]
[0.5,0.2,300,600,800,90,1000,0.62,0.37,0.01,0,40.988999999999997,0.87]
[0.5,0.2,300,600,800,180,0,0.08,0.37,0.56000000000000005,0,40.988999999999997,0.88]
[0.5,0.2,300,600,800,180,500,0.6,0.37,0.04,0,40.988999999999997,0.87]
[0.5,0.2,300,600,800,180,1000,0.62,0.37,0.01,0,40.988999999999997,0.87]
[0.5,0.2,300,600,1200,9,0,0.08,0.37,0.55000000000000004,0,40.988999999999997,0.9]
[0.5,0.2,300,600,1200,9,500,0.6,0.37,0.04,0,40.988999999999997,0.89]
[0.5,0.2,300,600,1200,9,1000,0.63,0.37,0.01,0,40.988999999999997,0.89]
[0.5,0.2,300,600,1200,18,0,0.08,0.37,0.56000000000000005,0,40.988999999999997,0.9]
[0.5,0.2,300,600,1200,18,500,0.6,0.37,0.04,0,40.988999999999997,0.89]
[0.5,0.2,300,600,1200,18,1000,0.63,0.37,0.01,0,40.988999999999997,0.89]
[0.5,0.2,300,600,1200,36,0,0.08,0.37,0.56000000000000005,0,40.988999999999997,0.9]
[0.5,0.2,300,600,1200,36,500,0.6,0.37,0.04,0,40.988999999999997,0.89]
[0.5,0.2,300,600,1200,36,1000,0.63,0.37,0.01,0,40.988999999999997,0.89]
[0.5,0.2,300,600,1200,90,0,0.08,0.37,0.56000000000000005,0,40.988999999999997,0.9]
[0.5,0.2,300,600,1200,90,500,0.6,0.37,0.04,0,40.988999999999997,0.89]
[0.5,0.2,300,600,1200,90,1000,0.63,0.37,0.01,0,40.988999999999997,0.89]
[0.5,0.2,300,600,1200,180,0,0.08,0.37,0.56000000000000005,0,40.988999999999997,0.9]
[0.5,0.2,300,600,1200,180,500,0.6,0.37,0.04,0,40.988999999999997,0.89]
[0.5,0.2,300,600,1200,180,1000,0.63,0.37,0.01,0,40.988999999999997,0.89]
[0.5,0.2,300,600,2000,9,0,0.08,0.37,0.55000000000000004,0,40.988999999999997,0.93]
[0.5,0.2,300,600,2000,9,500,0.6,0.37,0.04,0,40.988999999999997,0.92]
[0.5,0.2,300,600,2000,9,1000,0.63,0.37,0.01,0,40.988999999999997,0.92]
[0.5,0.2,300,600,2000,18,0,0.08,0.37,0.56000000000000005,0,40.988999999999997,0.93]
[0.5,0.2,300,600,2000,18,500,0.6,0.37,0.04,0,40.988999999999997,0.92]
[0.5,0.2,300,600,2000,18,1000,0.63,0.37,0.01,0,40.988999999999997,0.92]
[0.5,0.2,300,600,2000,36,0,0.08,0.37,0.56000000000000005,0,40.988999999999997,0.93]
[0.5,0.2,300,600,2000,36,500,0.6,0.37,0.04,0,40.988999999999997,0.92]
[0.5,0.2,300,600,2000,36,1000,0.63,0.37,0.01,0,40.988999999999997,0.92]
[0.5,0.2,300,600,2000,90,0,0.08,0.37,0.56000000000000005,0,40.988999999999997,0.93]
[0.5,0.2,300,600,2000,90,500,0.6,0.37,0.04,0,40.988999999999997,0.92]
[0.5,0.2,300,600,2000,90,1000,0.63,0.37,0.01,0,40.988999999999997,0.92]
[0.5,0.2,300,600,2000,180,0,0.08,0.37,0.56000000000000005,0,40.988999999999997,0.93]
[0.5,0.2,300,600,2000,180,500,0.6,0.37,0.04,0,40.988999999999997,0.92]
[0.5,0.2,300,600,2000,180,1000,0.63,0.37,0.01,0,40.988999999999997,0.92]
[0.5,0.2,600,300,800,9,0,0.08,0.36,0.56999999999999995,0,0,0.95]
[0.5,0.2,600,300,800,9,500,0.61,0.36,0.04,0,0,0.94]
[0.5,0.2,600,300,800,9,1000,0.63,0.36,0.01,0,0,0.94]
[0.5,0.2,600,300,800,18,0,0.08,0.36,0.56999999999999995,0,0,0.95]
[0.5,0.2,600,300,800,18,500,0.61,0.36,0.04,0,0,0.94]
[0.5,0.2,600,300,800,18,1000,0.63,0.36,0.01,0,0,0.94]
[0.5,0.2,600,300,800,36,0,0.08,0.36,0.56999999999999995,0,0,0.95]
[0.5,0.2,600,300,800,36,500,0.61,0.36,0.04,0,0,0.94]
[0.5,0.2,600,300,800,36,1000,0.63,0.36,0.01,0,0,0.94]
[0.5,0.2,600,300,800,90,0,0.08,0.36,0.56999999999999995,0,0,0.95]
[0.5,0.2,600,300,800,90,500,0.61,0.36,0.04,0,0,0.94]
[0.5,0.2,600,300,800,90,1000,0.63,0.36,0.01,0,0,0.94]
[0.5,0.2,600,300,800,180,0,0.08,0.36,0.56999999999999995,0,0,0.95]
[0.5,0.2,600,300,800,180,500,0.61,0.36,0.04,0,0,0.94]
[0.5,0.2,600,300,800,180,1000,0.63,0.36,0.01,0,0,0.94]
[0.5,0.2,600,300,1200,9,0,0.08,0.36,0.56999999999999995,0,0,0.96]
[0.5,0.2,600,300,1200,9,500,0.61,0.36,0.04,0,0,0.95]
[0.5,0.2,600,300,1200,9,1000,0.64,0.36,0.01,0,0,0.95]
[0.5,0.2,600,300,1200,18,0,0.08,0.36,0.56999999999999995,0,0,0.96]
[0.5,0.2,600,300,1200,18,500,0.61,0.36,0.04,0,0,0.95]
[0.5,0.2,600,300,1200,18,1000,0.64,0.36,0.01,0,0,0.95]
[0.5,0.2,600,300,1200,36,0,0.08,0.36,0.56999999999999995,0,0,0.96]
[0.5,0.2,600,300,1200,36,500,0.61,0.36,0.04,0,0,0.95]
[0.5,0.2,600,300,1200,36,1000,0.64,0.36,0.01,0,0,0.95]
[0.5,0.2,600,300,1200,90,0,0.08,0.36,0.56999999999999995,0,0,0.96]
[0.5,0.2,600,300,1200,90,500,0.61,0.36,0.04,0,0,0.95]
[0.5,0.2,600,300,1200,90,1000,0.64,0.36,0.01,0,0,0.95]
[0.5,0.2,600,300,1200,180,0,0.08,0.36,0.56999999999999995,0,0,0.96]
[0.5,0.2,600,300,1200,180,500,0.61,0.36,0.04,0,0,0.95]
[0.5,0.2,600,300,1200,180,1000,0.64,0.36,0.01,0,0,0.95]
[0.5,0.2,600,300,2000,9,0,0.08,0.36,0.56999999999999995,0,0,0.97]
[0.5,0.2,600,300,2000,9,500,0.61,0.36,0.04,0,0,0.96]
[0.5,0.2,600,300,2000,9,1000,0.64,0.36,0.01,0,0,0.96]
[0.5,0.2,600,300,2000,18,0,0.08,0.36,0.56999999999999995,0,0,0.97]
[0.5,0.2,600,300,2000,18,500,0.61,0.36,0.04,0,0,0.96]
[0.5,0.2,600,300,2000,18,1000,0.64,0.36,0.01,0,0,0.96]
[0.5,0.2,600,300,2000,36,0,0.08,0.36,0.56999999999999995,0,0,0.97]
[0.5,0.2,600,300,2000,36,500,0.61,0.36,0.04,0,0,0.96]
[0.5,0.2,600,300,2000,36,1000,0.64,0.36,0.01,0,0,0.96]
[0.5,0.2,600,300,2000,90,0,0.08,0.36,0.56999999999999995,0,0,0.97]
[0.5,0.2,600,300,2000,90,500,0.61,0.36,0.04,0,0,0.96]
[0.5,0.2,600,300,2000,90,1000,0.64,0.36,0.01,0,0,0.96]
[0.5,0.2,600,300,2000,180,0,0.08,0.36,0.56999999999999995,0,0,0.97]
[0.5,0.2,600,300,2000,180,500,0.61,0.36,0.04,0,0,0.96]
[0.5,0.2,600,300,2000,180,1000,0.64,0.36,0.01,0,0,0.96]
[0.5,0.2,600,450,800,9,0,0.08,0.37,0.56000000000000005,0,0,0.93]
[0.5,0.2,600,450,800,9,500,0.6,0.37,0.04,0,0,0.92]
[0.5,0.2,600,450,800,9,1000,0.63,0.37,0.01,0,0,0.92]
[0.5,0.2,600,450,800,18,0,0.08,0.37,0.56000000000000005,0,0,0.93]
[0.5,0.2,600,450,800,18,500,0.6,0.37,0.04,0,0,0.92]
[0.5,0.2,600,450,800,18,1000,0.63,0.37,0.01,0,0,0.92]
[0.5,0.2,600,450,800,36,0,0.08,0.37,0.56000000000000005,0,0,0.93]
[0.5,0.2,600,450,800,36,500,0.6,0.37,0.04,0,0,0.92]
[0.5,0.2,600,450,800,36,1000,0.63,0.37,0.01,0,0,0.92]
[0.5,0.2,600,450,800,90,0,0.08,0.37,0.56000000000000005,0,0,0.93]
[0.5,0.2,600,450,800,90,500,0.6,0.37,0.04,0,0,0.92]
[0.5,0.2,600,450,800,90,1000,0.63,0.37,0.01,0,0,0.92]
[0.5,0.2,600,450,800,180,0,0.08,0.37,0.56000000000000005,0,0,0.93]
[0.5,0.2,600,450,800,180,500,0.6,0.37,0.04,0,0,0.92]
[0.5,0.2,600,450,800,180,1000,0.63,0.37,0.01,0,0,0.92]
[0.5,0.2,600,450,1200,9,0,0.08,0.37,0.56000000000000005,0,0,0.94]
[0.5,0.2,600,450,1200,9,500,0.6,0.37,0.04,0,0,0.93]
[0.5,0.2,600,450,1200,9,1000,0.63,0.37,0.01,0,0,0.93]
[0.5,0.2,600,450,1200,18,0,0.08,0.37,0.56000000000000005,0,0,0.94]
[0.5,0.2,600,450,1200,18,500,0.6,0.37,0.04,0,0,0.93]
[0.5,0.2,600,450,1200,18,1000,0.63,0.37,0.01,0,0,0.93]
[0.5,0.2,600,450,1200,36,0,0.08,0.37,0.56000000000000005,0,0,0.94]
[0.5,0.2,600,450,1200,36,500,0.6,0.37,0.04,0,0,0.93]
[0.5,0.2,600,450,1200,36,1000,0.63,0.37,0.01,0,0,0.93]
[0.5,0.2,600,450,1200,90,0,0.08,0.37,0.56000000000000005,0,0,0.94]
[0.5,0.2,600,450,1200,90,500,0.6,0.37,0.04,0,0,0.93]
[0.5,0.2,600,450,1200,90,1000,0.63,0.37,0.01,0,0,0.93]
[0.5,0.2,600,450,1200,180,0,0.08,0.37,0.56000000000000005,0,0,0.94]
[0.5,0.2,600,450,1200,180,500,0.6,0.37,0.04,0,0,0.93]
[0.5,0.2,600,450,1200,180,1000,0.63,0.37,0.01,0,0,0.93]
[0.5,0.2,600,450,2000,9,0,0.08,0.37,0.56000000000000005,0,0,0.95]
[0.5,0.2,600,450,2000,9,500,0.6,0.37,0.04,0,0,0.95]
[0.5,0.2,600,450,2000,9,1000,0.63,0.37,0.01,0,0,0.95]
[0.5,0.2,600,450,2000,18,0,0.08,0.37,0.56000000000000005,0,0,0.95]
[0.5,0.2,600,450,2000,18,500,0.6,0.37,0.04,0,0,0.95]
[0.5,0.2,600,450,2000,18,1000,0.63,0.37,0.01,0,0,0.95]
[0.5,0.2,600,450,2000,36,0,0.08,0.37,0.56000000000000005,0,0,0.95]
[0.5,0.2,600,450,2000,36,500,0.6,0.37,0.04,0,0,0.95]
[0.5,0.2,600,450,2000,36,1000,0.63,0.37,0.01,0,0,0.95]
[0.5,0.2,600,450,2000,90,0,0.08,0.37,0.56000000000000005,0,0,0.95]
[0.5,0.2,600,450,2000,90,500,0.6,0.37,0.04,0,0,0.95]
[0.5,0.2,600,450,2000,90,1000,0.63,0.37,0.01,0,0,0.95]
[0.5,0.2,600,450,2000,180,0,0.08,0.37,0.56000000000000005,0,0,0.95]
[0.5,0.2,600,450,2000,180,500,0.6,0.37,0.04,0,0,0.95]
[0.5,0.2,600,450,2000,180,1000,0.63,0.37,0.01,0,0,0.95]
[0.5,0.2,600,600,800,9,0,0.08,0.37,0.55000000000000004,0,0,0.91]
[0.5,0.2,600,600,800,9,500,0.6,0.37,0.04,0,0,0.9]
[0.5,0.2,600,600,800,9,1000,0.62,0.37,0.01,0,0,0.9]
[0.5,0.2,600,600,800,18,0,0.08,0.37,0.56000000000000005,0,0,0.91]
[0.5,0.2,600,600,800,18,500,0.6,0.37,0.04,0,0,0.9]
[0.5,0.2,600,600,800,18,1000,0.62,0.37,0.01,0,0,0.9]
[0.5,0.2,600,600,800,36,0,0.08,0.37,0.56000000000000005,0,0,0.91]
[0.5,0.2,600,600,800,36,500,0.6,0.37,0.04,0,0,0.9]
[0.5,0.2,600,600,800,36,1000,0.62,0.37,0.01,0,0,0.9]
[0.5,0.2,600,600,800,90,0,0.08,0.37,0.56000000000000005,0,0,0.91]
[0.5,0.2,600,600,800,90,500,0.6,0.37,0.04,0,0,0.9]
[0.5,0.2,600,600,800,90,1000,0.62,0.37,0.01,0,0,0.9]
[0.5,0.2,600,600,800,180,0,0.08,0.37,0.56000000000000005,0,0,0.91]
[0.5,0.2,600,600,800,180,500,0.6,0.37,0.04,0,0,0.9]
[0.5,0.2,600,600,800,180,1000,0.62,0.37,0.01,0,0,0.9]
[0.5,0.2,600,600,1200,9,0,0.08,0.37,0.55000000000000004,0,0,0.92]
[0.5,0.2,600,600,1200,9,500,0.6,0.37,0.04,0,0,0.91]
[0.5,0.2,600,600,1200,9,1000,0.63,0.37,0.01,0,0,0.91]
[0.5,0.2,600,600,1200,18,0,0.08,0.37,0.56000000000000005,0,0,0.92]
[0.5,0.2,600,600,1200,18,500,0.6,0.37,0.04,0,0,0.91]
[0.5,0.2,600,600,1200,18,1000,0.63,0.37,0.01,0,0,0.91]
[0.5,0.2,600,600,1200,36,0,0.08,0.37,0.56000000000000005,0,0,0.92]
[0.5,0.2,600,600,1200,36,500,0.6,0.37,0.04,0,0,0.91]
[0.5,0.2,600,600,1200,36,1000,0.63,0.37,0.01,0,0,0.91]
[0.5,0.2,600,600,1200,90,0,0.08,0.37,0.56000000000000005,0,0,0.92]
[0.5,0.2,600,600,1200,90,500,0.6,0.37,0.04,0,0,0.91]
[0.5,0.2,600,600,1200,90,1000,0.63,0.37,0.01,0,0,0.91]
[0.5,0.2,600,600,1200,180,0,0.08,0.37,0.56000000000000005,0,0,0.92]
[0.5,0.2,600,600,1200,180,500,0.6,0.37,0.04,0,0,0.91]
[0.5,0.2,600,600,1200,180,1000,0.63,0.37,0.01,0,0,0.91]
[0.5,0.2,600,600,2000,9,0,0.08,0.37,0.55000000000000004,0,0,0.94]
[0.5,0.2,600,600,2000,9,500,0.6,0.37,0.04,0,0,0.93]
[0.5,0.2,600,600,2000,9,1000,0.63,0.37,0.01,0,0,0.93]
[0.5,0.2,600,600,2000,18,0,0.08,0.37,0.56000000000000005,0,0,0.94]
[0.5,0.2,600,600,2000,18,500,0.6,0.37,0.04,0,0,0.93]
[0.5,0.2,600,600,2000,18,1000,0.63,0.37,0.01,0,0,0.93]
[0.5,0.2,600,600,2000,36,0,0.08,0.37,0.56000000000000005,0,0,0.94]
[0.5,0.2,600,600,2000,36,500,0.6,0.37,0.04,0,0,0.93]
[0.5,0.2,600,600,2000,36,1000,0.63,0.37,0.01,0,0,0.93]
[0.5,0.2,600,600,2000,90,0,0.08,0.37,0.56000000000000005,0,0,0.94]
[0.5,0.2,600,600,2000,90,500,0.6,0.37,0.04,0,0,0.93]
[0.5,0.2,600,600,2000,90,1000,0.63,0.37,0.01,0,0,0.93]
[0.5,0.2,600,600,2000,180,0,0.08,0.37,0.56000000000000005,0,0,0.94]
[0.5,0.2,600,600,2000,180,500,0.6,0.37,0.04,0,0,0.93]
[0.5,0.2,600,600,2000,180,1000,0.63,0.37,0.01,0,0,0.93]

{"sheet":"Detention_Pond","index":14,"n_rows":3775,"n_cols":9,"rows_kept":3775,"cut":false,"hidden":true,"merged":[]}
["A_ratio","storage_volume","storage_side_slope","drain_coefficient","Evaporated","Drained","Overflow","T_overflow","Available_Volume"]
[0.04,20,0.33,0.18,26.62,33.96,39.770000000000003,0.03,1.1399999999999999]
[0.04,20,0.33,0.27,26.61,38.409999999999997,35.33,0.03,1.17]
[0.04,20,0.33,0.36,26.61,41.92,31.82,0.03,1.18]
[0.04,20,0.33,0.45,26.61,44.84,28.89,0.03,1.19]
[0.04,20,0.33,0.54,26.61,47.36,26.37,0.03,1.2]
[0.04,20,0.33,0.63,26.61,49.54,24.19,0.04,1.2]
[0.04,20,0.33,0.72,26.61,51.45,22.29,0.04,1.21]
[0.04,20,0.33,1.08,26.61,56.98,16.71,0.05,1.22]
[0.04,20,0.33,1.44,26.61,60.5,13.21,0.06,1.22]
[0.04,20,0.33,1.8,26.61,62.85,10.84,0.08,1.23]
[0.04,20,0.33,3.6,26.6,68.05,5.6,0.15,1.23]
[0.04,20,0.33,7.2,26.6,70.72,2.94,0.34,1.23]
[0.04,20,0.33,10.8,26.6,71.790000000000006,1.89,0.56999999999999995,1.23]
[0.04,20,0.33,14.4,26.6,72.430000000000007,1.4,0.84,1.23]
[0.04,20,0.33,18,26.6,72.88,1.02,1.05,1.24]
[0.04,20,0.33,27,26.6,73.63,0.52,2.2799999999999998,1.24]
[0.04,20,0.33,36,26.6,73.92,0.33,6.83,1.24]
[0.04,40,0.33,0.18,26.64,44.88,28.65,0.04,1.02]
[0.04,40,0.33,0.27,26.63,48.95,24.56,0.05,1.05]
[0.04,40,0.33,0.36,26.62,51.87,21.67,0.05,1.07]
[0.04,40,0.33,0.45,26.62,54.13,19.399999999999999,0.05,1.08]
[0.04,40,0.33,0.54,26.62,55.98,17.559999999999999,0.06,1.08]
[0.04,40,0.33,0.63,26.61,57.57,15.97,0.06,1.0900000000000001]
[0.04,40,0.33,0.72,26.61,58.91,14.63,7.0000000000000007E-2,1.0900000000000001]
[0.04,40,0.33,1.08,26.61,62.68,10.87,0.09,1.1000000000000001]
[0.04,40,0.33,1.44,26.61,64.959999999999994,8.58,0.12,1.1100000000000001]
[0.04,40,0.33,1.8,26.61,66.48,7.06,0.14000000000000001,1.1100000000000001]
[0.04,40,0.33,3.6,26.61,69.8,3.68,0.32,1.1200000000000001]
[0.04,40,0.33,7.2,26.6,71.510000000000005,2.06,0.65,1.1200000000000001]
[0.04,40,0.33,10.8,26.6,72.27,1.39,0.93,1.1200000000000001]
[0.04,40,0.33,14.4,26.6,72.790000000000006,0.99,1.24,1.1200000000000001]
[0.04,40,0.33,18,26.6,73.17,0.7,1.95,1.1200000000000001]
[0.04,40,0.33,27,26.6,73.7,0.39,6.83,1.1200000000000001]
[0.04,40,0.33,36,26.6,73.98,0.28999999999999998,10.25,1.1200000000000001]
[0.04,60,0.33,0.18,26.65,51.82,21.7,0.06,0.98]
[0.04,60,0.33,0.27,26.64,55.4,18.13,7.0000000000000007E-2,1.01]
[0.04,60,0.33,0.36,26.63,57.82,15.71,0.08,1.03]
[0.04,60,0.33,0.45,26.62,59.6,13.92,0.09,1.04]
[0.04,60,0.33,0.54,26.62,61.06,12.46,0.09,1.05]
[0.04,60,0.33,0.63,26.62,62.27,11.26,0.1,1.05]
[0.04,60,0.33,0.72,26.62,63.25,10.28,0.11,1.06]
[0.04,60,0.33,1.08,26.61,65.900000000000006,7.58,0.16,1.07]
[0.04,60,0.33,1.44,26.61,67.47,6.01,0.2,1.07]
[0.04,60,0.33,1.8,26.61,68.47,5.03,0.26,1.07]
[0.04,60,0.33,3.6,26.61,70.680000000000007,2.83,0.55000000000000004,1.08]
[0.04,60,0.33,7.2,26.6,72,1.58,0.93,1.08]
[0.04,60,0.33,10.8,26.6,72.599999999999994,1.01,1.37,1.08]
[0.04,60,0.33,14.4,26.6,73.010000000000005,0.72,2.2799999999999998,1.08]
[0.04,60,0.33,18,26.6,73.34,0.56000000000000005,5.86,1.08]
[0.04,60,0.33,27,26.6,73.73,0.37,8.1999999999999993,1.08]
[0.04,60,0.33,36,26.6,74.010000000000005,0.28999999999999998,20.49,1.08]
[0.04,80,0.33,0.18,26.67,56.53,16.95,0.08,0.96]
[0.04,80,0.33,0.27,26.65,59.73,13.75,0.1,0.99]
[0.04,80,0.33,0.36,26.64,61.73,11.77,0.11,1.01]
[0.04,80,0.33,0.45,26.63,63.19,10.29,0.13,1.02]
[0.04,80,0.33,0.54,26.63,64.319999999999993,9.17,0.15,1.03]
[0.04,80,0.33,0.63,26.62,65.239999999999995,8.27,0.16,1.03]
[0.04,80,0.33,0.72,26.62,65.959999999999994,7.54,0.18,1.04]
[0.04,80,0.33,1.08,26.61,67.83,5.66,0.26,1.05]
[0.04,80,0.33,1.44,26.61,68.92,4.57,0.33,1.05]
[0.04,80,0.33,1.8,26.61,69.650000000000006,3.83,0.39,1.05]
[0.04,80,0.33,3.6,26.61,71.290000000000006,2.23,0.8,1.06]
[0.04,80,0.33,7.2,26.6,72.319999999999993,1.18,1.37,1.06]
[0.04,80,0.33,10.8,26.6,72.8,0.82,2.41,1.06]
[0.04,80,0.33,14.4,26.6,73.13,0.62,6.83,1.06]
[0.04,80,0.33,18,26.6,73.400000000000006,0.52,6.83,1.06]
[0.04,80,0.33,27,26.6,73.78,0.34,13.66,1.06]
[0.04,80,0.33,36,26.6,74.02,0.27,20.49,1.06]
[0.04,100,0.33,0.18,26.69,59.95,13.49,0.11,0.95]
[0.04,100,0.33,0.27,26.66,62.76,10.71,0.15,0.98]
[0.04,100,0.33,0.36,26.64,64.37,9.1199999999999992,0.18,1]
[0.04,100,0.33,0.45,26.64,65.53,7.95,0.2,1.01]
[0.04,100,0.33,0.54,26.63,66.44,7.03,0.22,1.02]
[0.04,100,0.33,0.63,26.63,67.150000000000006,6.32,0.25,1.02]
[0.04,100,0.33,0.72,26.62,67.69,5.79,0.28000000000000003,1.03]
[0.04,100,0.33,1.08,26.62,69.13,4.34,0.37,1.04]
[0.04,100,0.33,1.44,26.61,69.94,3.54,0.48,1.04]
[0.04,100,0.33,1.8,26.61,70.489999999999995,2.97,0.59,1.04]
[0.04,100,0.33,3.6,26.61,71.739999999999995,1.73,1.05,1.05]
[0.04,100,0.33,7.2,26.6,72.540000000000006,1,2.0499999999999998,1.05]
[0.04,100,0.33,10.8,26.6,72.92,0.71,4.55,1.05]
[0.04,100,0.33,14.4,26.6,73.19,0.6,6.83,1.05]
[0.04,100,0.33,18,26.6,73.45,0.48,8.1999999999999993,1.05]
[0.04,100,0.33,27,26.6,73.790000000000006,0.31,20.49,1.05]
[0.04,100,0.33,36,26.6,74.02,0.21,20.49,1.05]
[0.04,120,0.33,0.18,26.71,62.4,11,0.15,0.94]
[0.04,120,0.33,0.27,26.67,64.84,8.59,0.21,0.98]
[0.04,120,0.33,0.36,26.65,66.23,7.23,0.23,1]
[0.04,120,0.33,0.45,26.64,67.180000000000007,6.25,0.28000000000000003,1.01]
[0.04,120,0.33,0.54,26.63,67.92,5.53,0.3,1.01]
[0.04,120,0.33,0.63,26.63,68.5,4.92,0.34,1.02]
[0.04,120,0.33,0.72,26.63,68.930000000000007,4.51,0.39,1.02]
[0.04,120,0.33,1.08,26.62,70.05,3.41,0.51,1.03]
[0.04,120,0.33,1.44,26.61,70.69,2.77,0.6,1.03]
[0.04,120,0.33,1.8,26.61,71.11,2.37,0.82,1.04]
[0.04,120,0.33,3.6,26.61,72.05,1.44,1.52,1.04]
[0.04,120,0.33,7.2,26.6,72.680000000000007,0.88,3.42,1.04]
[0.04,120,0.33,10.8,26.6,72.98,0.67,6.83,1.04]
[0.04,120,0.33,14.4,26.6,73.25,0.54,6.83,1.04]
[0.04,120,0.33,18,26.6,73.5,0.41,8.1999999999999993,1.04]
[0.04,120,0.33,27,26.6,73.83,0.25,20.49,1.04]
[0.04,120,0.33,36,26.6,74.06,0.18,40.99,1.04]
[0.05,140,0.33,0.18,26.72,64.239999999999995,9.15,0.2,0.94]
[0.05,140,0.33,0.27,26.68,66.430000000000007,6.94,0.27,0.98]
[0.05,140,0.33,0.36,26.66,67.61,5.8,0.32,0.99]
[0.05,140,0.33,0.45,26.65,68.430000000000007,4.9800000000000004,0.39,1]
[0.05,140,0.33,0.54,26.64,69.040000000000006,4.4000000000000004,0.44,1.01]
[0.05,140,0.33,0.63,26.63,69.48,3.97,0.48,1.01]
[0.05,140,0.33,0.72,26.63,69.83,3.64,0.53,1.02]
[0.05,140,0.33,1.08,26.62,70.760000000000005,2.71,0.69,1.02]
[0.05,140,0.33,1.44,26.61,71.23,2.2599999999999998,1,1.03]
[0.05,140,0.33,1.8,26.61,71.53,1.96,1.21,1.03]
[0.05,140,0.33,3.6,26.61,72.27,1.25,2.0499999999999998,1.03]
[0.05,140,0.33,7.2,26.6,72.77,0.77,5.12,1.03]
[0.05,140,0.33,10.8,26.6,73.040000000000006,0.59,6.83,1.03]
[0.05,140,0.33,14.4,26.6,73.290000000000006,0.45,8.1999999999999993,1.03]
[0.05,140,0.33,18,26.6,73.55,0.33,10.25,1.03]
[0.05,140,0.33,27,26.6,73.84,0.22,40.99,1.03]
[0.05,140,0.33,36,26.6,74.06,0.18,40.99,1.03]
[0.05,160,0.33,0.18,26.74,65.69,7.65,0.25,0.94]
[0.05,160,0.33,0.27,26.69,67.61,5.8,0.37,0.97]
[0.05,160,0.33,0.36,26.66,68.64,4.78,0.42,0.99]
[0.05,160,0.33,0.45,26.65,69.37,4.07,0.5,1]
[0.05,160,0.33,0.54,26.64,69.86,3.59,0.57999999999999996,1.01]
[0.05,160,0.33,0.63,26.63,70.23,3.21,0.62,1.01]
[0.05,160,0.33,0.72,26.63,70.52,2.93,0.71,1.01]
[0.05,160,0.33,1.08,26.62,71.25,2.2000000000000002,1,1.02]
[0.05,160,0.33,1.44,26.61,71.61,1.85,1.24,1.02]
[0.05,160,0.33,1.8,26.61,71.849999999999994,1.61,1.46,1.03]
[0.05,160,0.33,3.6,26.61,72.44,1.02,2.93,1.03]
[0.05,160,0.33,7.2,26.6,72.84,0.69,6.83,1.03]
[0.05,160,0.33,10.8,26.6,73.099999999999994,0.49,6.83,1.03]
[0.05,160,0.33,14.4,26.6,73.34,0.37,8.1999999999999993,1.03]
[0.05,160,0.33,18,26.6,73.59,0.27,13.66,1.03]
[0.05,160,0.33,27,26.6,73.849999999999994,0.22,40.99,1.03]
[0.05,160,0.33,36,26.6,74.09,0.18,40.99,1.03]
[0.05,180,0.33,0.18,26.75,66.959999999999994,6.34,0.32,0.94]
[0.05,180,0.33,0.27,26.69,68.680000000000007,4.6500000000000004,0.45,0.97]
[0.05,180,0.33,0.36,26.67,69.58,3.79,0.55000000000000004,0.99]
[0.05,180,0.33,0.45,26.65,70.2,3.19,0.63,1]
[0.05,180,0.33,0.54,26.64,70.61,2.8,0.71,1]
[0.05,180,0.33,0.63,26.64,70.900000000000006,2.5099999999999998,0.89,1.01]
[0.05,180,0.33,0.72,26.63,71.13,2.2799999999999998,0.95,1.01]
[0.05,180,0.33,1.08,26.62,71.680000000000007,1.72,1.32,1.02]
[0.05,180,0.33,1.44,26.61,71.94,1.48,1.78,1.02]
[0.05,180,0.33,1.8,26.61,72.11,1.31,2.41,1.02]
[0.05,180,0.33,3.6,26.61,72.569999999999993,0.89,4.55,1.03]
[0.05,180,0.33,7.2,26.6,72.92,0.56000000000000005,6.83,1.03]
[0.05,180,0.33,10.8,26.6,73.16,0.41,8.1999999999999993,1.03]
[0.05,180,0.33,14.4,26.6,73.38,0.32,20.49,1.03]
[0.05,180,0.33,18,26.6,73.62,0.26,20.49,1.03]
[0.05,180,0.33,27,26.6,73.86,0.22,40.99,1.03]
[0.05,180,0.33,36,26.6,74.09,0.16,40.99,1.03]
[0.05,200,0.33,0.18,26.76,67.91,5.4,0.39,0.94]
[0.05,200,0.33,0.27,26.7,69.47,3.88,0.59,0.97]
[0.05,200,0.33,0.36,26.67,70.23,3.15,0.76,0.99]
[0.05,200,0.33,0.45,26.66,70.78,2.61,0.84,1]
[0.05,200,0.33,0.54,26.65,71.13,2.27,1,1]
[0.05,200,0.33,0.63,26.64,71.36,2.04,1.17,1.01]
[0.05,200,0.33,0.72,26.63,71.55,1.84,1.28,1.01]
[0.05,200,0.33,1.08,26.62,71.98,1.43,1.95,1.02]
[0.05,200,0.33,1.44,26.61,72.150000000000006,1.25,2.56,1.02]
[0.05,200,0.33,1.8,26.61,72.3,1.1100000000000001,2.56,1.02]
[0.05,200,0.33,3.6,26.61,72.67,0.76,5.12,1.02]
[0.05,200,0.33,7.2,26.6,72.989999999999995,0.51,6.83,1.02]
[0.05,200,0.33,10.8,26.6,73.209999999999994,0.38,20.49,1.02]
[0.05,200,0.33,14.4,26.6,73.400000000000006,0.31,20.49,1.02]
[0.05,200,0.33,18,26.6,73.63,0.26,40.99,1.02]
[0.05,200,0.33,27,26.6,73.87,0.21,40.99,1.02]
[0.05,200,0.33,36,26.6,74.11,0.15,40.99,1.02]
[0.05,220,0.33,0.18,26.78,68.67,4.6500000000000004,0.49,0.94]
[0.05,220,0.33,0.27,26.71,70.069999999999993,3.27,0.79,0.97]
[0.05,220,0.33,0.36,26.68,70.75,2.62,1,0.99]
[0.05,220,0.33,0.45,26.66,71.25,2.13,1.17,1]
[0.05,220,0.33,0.54,26.65,71.52,1.84,1.28,1]
[0.05,220,0.33,0.63,26.64,71.7,1.65,1.86,1.01]
[0.05,220,0.33,0.72,26.63,71.84,1.53,1.95,1.01]
[0.05,220,0.33,1.08,26.62,72.180000000000007,1.21,2.56,1.01]
[0.05,220,0.33,1.44,26.62,72.33,1.06,2.93,1.02]
[0.05,220,0.33,1.8,26.61,72.47,0.94,3.15,1.02]
[0.05,220,0.33,3.6,26.61,72.760000000000005,0.68,5.86,1.02]
[0.05,220,0.33,7.2,26.6,73.05,0.45,8.1999999999999993,1.02]
[0.05,220,0.33,10.8,26.6,73.23,0.37,20.49,1.02]
[0.05,220,0.33,14.4,26.6,73.430000000000007,0.3,20.49,1.02]
[0.05,220,0.33,18,26.6,73.64,0.25,40.99,1.02]
[0.05,220,0.33,27,26.6,73.88,0.18,40.99,1.02]
[0.05,220,0.33,36,26.6,74.11,0.15,40.99,1.02]
[0.05,240,0.33,0.18,26.79,69.290000000000006,3.97,0.62,0.94]
[0.05,240,0.33,0.27,26.71,70.55,2.75,0.98,0.97]
[0.05,240,0.33,0.36,26.68,71.180000000000007,2.14,1.28,0.99]
[0.05,240,0.33,0.45,26.66,71.59,1.74,1.78,1]
[0.05,240,0.33,0.54,26.65,71.8,1.56,2.2799999999999998,1]
[0.05,240,0.33,0.63,26.64,71.94,1.44,2.2799999999999998,1.01]
[0.05,240,0.33,0.72,26.64,72.069999999999993,1.32,2.56,1.01]
[0.05,240,0.33,1.08,26.62,72.34,1.07,3.15,1.01]
[0.05,240,0.33,1.44,26.62,72.489999999999995,0.94,3.73,1.02]
[0.05,240,0.33,1.8,26.61,72.599999999999994,0.82,4.55,1.02]
[0.05,240,0.33,3.6,26.61,72.83,0.62,6.83,1.02]
[0.05,240,0.33,7.2,26.6,73.09,0.42,20.49,1.02]
[0.05,240,0.33,10.8,26.6,73.25,0.34,20.49,1.02]
[0.05,240,0.33,14.4,26.6,73.45,0.27,20.49,1.02]
[0.05,240,0.33,18,26.6,73.66,0.22,40.99,1.02]
[0.05,240,0.33,27,26.6,73.900000000000006,0.18,40.99,1.02]
[0.05,240,0.33,36,26.6,74.13,0.14000000000000001,40.99,1.02]
[0.06,260,0.33,0.18,26.8,69.8,3.42,0.71,0.94]
[0.06,260,0.33,0.27,26.72,70.930000000000007,2.36,1.32,0.97]
[0.06,260,0.33,0.36,26.69,71.489999999999995,1.85,1.64,0.99]
[0.06,260,0.33,0.45,26.66,71.84,1.51,2.41,1]
[0.06,260,0.33,0.54,26.65,72.010000000000005,1.37,2.56,1]
[0.06,260,0.33,0.63,26.64,72.14,1.25,2.73,1]
[0.06,260,0.33,0.72,26.64,72.25,1.1499999999999999,2.73,1.01]
[0.06,260,0.33,1.08,26.62,72.5,0.91,3.73,1.01]
[0.06,260,0.33,1.44,26.62,72.62,0.79,4.55,1.01]
[0.06,260,0.33,1.8,26.61,72.7,0.72,5.12,1.02]
[0.06,260,0.33,3.6,26.61,72.91,0.55000000000000004,8.1999999999999993,1.02]
[0.06,260,0.33,7.2,26.6,73.11,0.41,20.49,1.02]
[0.06,260,0.33,10.8,26.6,73.28,0.31,20.49,1.02]
[0.06,260,0.33,14.4,26.6,73.47,0.22,40.99,1.02]
[0.06,260,0.33,18,26.6,73.67,0.21,40.99,1.02]
[0.06,260,0.33,27,26.6,73.92,0.18,40.99,1.02]
[0.06,260,0.33,36,26.6,74.13,0.1,40.99,1.02]
[0.06,280,0.33,0.18,26.81,70.25,2.98,0.82,0.94]
[0.06,280,0.33,0.27,26.72,71.25,2.0499999999999998,1.52,0.97]
[0.06,280,0.33,0.36,26.69,71.77,1.57,1.78,0.99]
[0.06,280,0.33,0.45,26.67,72.05,1.31,2.56,1]
[0.06,280,0.33,0.54,26.65,72.209999999999994,1.17,2.73,1]
[0.06,280,0.33,0.63,26.64,72.319999999999993,1.05,3.42,1]
[0.06,280,0.33,0.72,26.64,72.41,0.98,3.73,1.01]
[0.06,280,0.33,1.08,26.62,72.62,0.79,5.12,1.01]
[0.06,280,0.33,1.44,26.62,72.73,0.7,5.12,1.01]
[0.06,280,0.33,1.8,26.61,72.78,0.65,8.1999999999999993,1.01]
[0.06,280,0.33,3.6,26.61,72.95,0.5,13.66,1.02]
[0.06,280,0.33,7.2,26.6,73.14,0.36,20.49,1.02]
[0.06,280,0.33,10.8,26.6,73.3,0.27,20.49,1.02]
[0.06,280,0.33,14.4,26.6,73.48,0.22,40.99,1.02]
[0.06,280,0.33,18,26.6,73.680000000000007,0.21,40.99,1.02]
[0.06,280,0.33,27,26.6,73.92,0.16,40.99,1.02]
[0.06,280,0.33,36,26.6,74.16,0.1,40.99,1.02]
[0.06,300,0.33,0.18,26.82,70.63,2.6,1.05,0.94]
[0.06,300,0.33,0.27,26.73,71.53,1.76,1.64,0.97]
[0.06,300,0.33,0.36,26.69,72,1.34,2.41,0.99]
[0.06,300,0.33,0.45,26.67,72.239999999999995,1.1200000000000001,3.15,1]
[0.06,300,0.33,0.54,26.65,72.37,1.02,4.0999999999999996,1]
[0.06,300,0.33,0.63,26.65,72.45,0.93,4.55,1]
[0.06,300,0.33,0.72,26.64,72.540000000000006,0.85,4.55,1.01]
[0.06,300,0.33,1.08,26.62,72.72,0.67,5.86,1.01]
[0.06,300,0.33,1.44,26.62,72.8,0.59,8.1999999999999993,1.01]
[0.06,300,0.33,1.8,26.61,72.849999999999994,0.56000000000000005,8.1999999999999993,1.01]
[0.06,300,0.33,3.6,26.61,72.989999999999995,0.44,13.66,1.01]
[0.06,300,0.33,7.2,26.61,73.17,0.32,20.49,1.02]
[0.06,300,0.33,10.8,26.6,73.33,0.26,20.49,1.02]
[0.06,300,0.33,14.4,26.6,73.5,0.22,40.99,1.02]
[0.06,300,0.33,18,26.6,73.69,0.2,40.99,1.02]
[0.06,300,0.33,27,26.6,73.930000000000007,0.12,40.99,1.02]
[0.06,300,0.33,36,26.6,74.16,0.1,40.99,1.02]
[0.06,320,0.33,0.18,26.82,70.86,2.37,1.24,0.94]
[0.06,320,0.33,0.27,26.73,71.739999999999995,1.56,1.78,0.97]
[0.06,320,0.33,0.36,26.69,72.14,1.19,2.93,0.99]
[0.06,320,0.33,0.45,26.67,72.349999999999994,1,4.0999999999999996,1]
[0.06,320,0.33,0.54,26.66,72.459999999999994,0.9,4.55,1]
[0.06,320,0.33,0.63,26.65,72.55,0.8,4.55,1]
[0.06,320,0.33,0.72,26.64,72.63,0.74,4.55,1.01]
[0.06,320,0.33,1.08,26.62,72.78,0.6,6.83,1.01]
[0.06,320,0.33,1.44,26.62,72.849999999999994,0.54,8.1999999999999993,1.01]
[0.06,320,0.33,1.8,26.61,72.89,0.51,10.25,1.01]
[0.06,320,0.33,3.6,26.61,73.02,0.42,13.66,1.01]
[0.06,320,0.33,7.2,26.61,73.19,0.32,20.49,1.01]
[0.06,320,0.33,10.8,26.6,73.349999999999994,0.25,20.49,1.01]
[0.06,320,0.33,14.4,26.6,73.510000000000005,0.22,40.99,1.01]
[0.06,320,0.33,18,26.6,73.7,0.19,40.99,1.01]
[0.06,320,0.33,27,26.6,73.95,0.12,40.99,1.01]
[0.06,320,0.33,36,26.6,74.180000000000007,0.09,40.99,1.01]
[0.06,340,0.33,0.18,26.83,71.209999999999994,1.99,1.37,0.94]
[0.06,340,0.33,0.27,26.74,72.040000000000006,1.24,2.2799999999999998,0.97]
[0.06,340,0.33,0.36,26.7,72.33,0.98,4.0999999999999996,0.99]
[0.06,340,0.33,0.45,26.67,72.510000000000005,0.83,4.55,1]
[0.06,340,0.33,0.54,26.66,72.61,0.74,4.55,1]
[0.06,340,0.33,0.63,26.65,72.69,0.68,5.86,1]
[0.06,340,0.33,0.72,26.64,72.75,0.63,6.83,1]
[0.06,340,0.33,1.08,26.62,72.88,0.52,8.1999999999999993,1.01]
[0.06,340,0.33,1.44,26.62,72.92,0.49,13.66,1.01]
[0.06,340,0.33,1.8,26.61,72.95,0.48,13.66,1.01]
[0.06,340,0.33,3.6,26.61,73.069999999999993,0.38,20.49,1.01]
[0.06,340,0.33,7.2,26.61,73.22,0.3,20.49,1.01]
[0.06,340,0.33,10.8,26.6,73.38,0.22,40.99,1.01]
[0.06,340,0.33,14.4,26.6,73.53,0.18,40.99,1.01]
[0.06,340,0.33,18,26.6,73.72,0.15,40.99,1.01]
[0.06,340,0.33,27,26.6,73.97,0.12,40.99,1.01]
[0.06,340,0.33,36,26.6,74.2,0.05,40.99,1.01]
[0.06,360,0.33,0.18,26.84,71.45,1.73,1.58,0.94]
[0.06,360,0.33,0.27,26.74,72.209999999999994,1.05,2.93,0.98]
[0.06,360,0.33,0.36,26.7,72.459999999999994,0.86,4.55,0.99]
[0.06,360,0.33,0.45,26.67,72.63,0.72,5.86,1]
[0.06,360,0.33,0.54,26.66,72.709999999999994,0.65,6.83,1]
[0.06,360,0.33,0.63,26.65,72.78,0.6,8.1999999999999993,1]
[0.06,360,0.33,0.72,26.64,72.819999999999993,0.56999999999999995,8.1999999999999993,1]
[0.06,360,0.33,1.08,26.62,72.930000000000007,0.49,13.66,1.01]
[0.06,360,0.33,1.44,26.62,72.959999999999994,0.47,13.66,1.01]
[0.06,360,0.33,1.8,26.61,72.989999999999995,0.44,13.66,1.01]
[0.06,360,0.33,3.6,26.61,73.099999999999994,0.36,20.49,1.01]
[0.06,360,0.33,7.2,26.61,73.25,0.26,20.49,1.01]
[0.06,360,0.33,10.8,26.6,73.39,0.18,40.99,1.01]
[0.06,360,0.33,14.4,26.6,73.540000000000006,0.16,40.99,1.01]
[0.06,360,0.33,18,26.6,73.73,0.15,40.99,1.01]
[0.06,360,0.33,27,26.6,73.97,0.11,40.99,1.01]
[0.06,360,0.33,36,26.6,74.2,0.05,40.99,1.01]
[7.0000000000000007E-2,380,0.33,0.18,26.85,71.66,1.51,1.78,0.95]
[7.0000000000000007E-2,380,0.33,0.27,26.74,72.36,0.92,3.73,0.98]
[7.0000000000000007E-2,380,0.33,0.36,26.7,72.58,0.75,5.12,0.99]
[7.0000000000000007E-2,380,0.33,0.45,26.67,72.73,0.63,6.83,1]
[7.0000000000000007E-2,380,0.33,0.54,26.66,72.790000000000006,0.59,10.25,1]
[7.0000000000000007E-2,380,0.33,0.63,26.65,72.84,0.55000000000000004,10.25,1]
[7.0000000000000007E-2,380,0.33,0.72,26.64,72.89,0.51,10.25,1]
[7.0000000000000007E-2,380,0.33,1.08,26.63,72.98,0.43,13.66,1.01]
[7.0000000000000007E-2,380,0.33,1.44,26.62,73.010000000000005,0.4,13.66,1.01]
[7.0000000000000007E-2,380,0.33,1.8,26.61,73.040000000000006,0.38,13.66,1.01]
[7.0000000000000007E-2,380,0.33,3.6,26.61,73.13,0.31,20.49,1.01]
[7.0000000000000007E-2,380,0.33,7.2,26.61,73.28,0.21,20.49,1.01]
[7.0000000000000007E-2,380,0.33,10.8,26.6,73.41,0.17,40.99,1.01]
[7.0000000000000007E-2,380,0.33,14.4,26.6,73.55,0.16,40.99,1.01]
[7.0000000000000007E-2,380,0.33,18,26.6,73.75,0.15,40.99,1.01]
[7.0000000000000007E-2,380,0.33,27,26.6,73.989999999999995,7.0000000000000007E-2,40.99,1.01]
[7.0000000000000007E-2,380,0.33,36,26.6,74.23,0.03,40.99,1.01]
[7.0000000000000007E-2,400,0.33,0.18,26.85,71.87,1.31,2.0499999999999998,0.95]
[7.0000000000000007E-2,400,0.33,0.27,26.75,72.489999999999995,0.8,3.73,0.98]
[7.0000000000000007E-2,400,0.33,0.36,26.7,72.69,0.65,5.86,0.99]
[7.0000000000000007E-2,400,0.33,0.45,26.68,72.8,0.55000000000000004,10.25,1]
[7.0000000000000007E-2,400,0.33,0.54,26.66,72.849999999999994,0.51,10.25,1]
[7.0000000000000007E-2,400,0.33,0.63,26.65,72.900000000000006,0.45,10.25,1]
[7.0000000000000007E-2,400,0.33,0.72,26.64,72.95,0.41,10.25,1]
[7.0000000000000007E-2,400,0.33,1.08,26.63,73.02,0.36,13.66,1.01]
[7.0000000000000007E-2,400,0.33,1.44,26.62,73.05,0.34,13.66,1.01]
[7.0000000000000007E-2,400,0.33,1.8,26.61,73.08,0.32,20.49,1.01]
[7.0000000000000007E-2,400,0.33,3.6,26.61,73.16,0.27,20.49,1.01]
[7.0000000000000007E-2,400,0.33,7.2,26.61,73.31,0.19,20.49,1.01]
[7.0000000000000007E-2,400,0.33,10.8,26.6,73.42,0.17,40.99,1.01]
[7.0000000000000007E-2,400,0.33,14.4,26.6,73.569999999999993,0.16,40.99,1.01]
[7.0000000000000007E-2,400,0.33,18,26.6,73.77,0.13,40.99,1.01]
[7.0000000000000007E-2,400,0.33,27,26.6,74.010000000000005,0.06,40.99,1.01]
[7.0000000000000007E-2,400,0.33,36,26.6,74.23,0.02,40.99,1.01]
[7.0000000000000007E-2,420,0.33,0.18,26.86,72.06,1.1200000000000001,2.0499999999999998,0.95]
[7.0000000000000007E-2,420,0.33,0.27,26.75,72.61,0.65,4.55,0.98]
[7.0000000000000007E-2,420,0.33,0.36,26.7,72.78,0.52,8.1999999999999993,0.99]
[7.0000000000000007E-2,420,0.33,0.45,26.68,72.86,0.46,10.25,1]
[7.0000000000000007E-2,420,0.33,0.54,26.66,72.91,0.43,10.25,1]
[7.0000000000000007E-2,420,0.33,0.63,26.65,72.959999999999994,0.39,13.66,1]
[7.0000000000000007E-2,420,0.33,0.72,26.64,72.989999999999995,0.38,13.66,1]
[7.0000000000000007E-2,420,0.33,1.08,26.63,73.06,0.32,20.49,1.01]
[7.0000000000000007E-2,420,0.33,1.44,26.62,73.09,0.31,20.49,1.01]
[7.0000000000000007E-2,420,0.33,1.8,26.61,73.11,0.3,20.49,1.01]
[7.0000000000000007E-2,420,0.33,3.6,26.61,73.19,0.25,20.49,1.01]
[7.0000000000000007E-2,420,0.33,7.2,26.61,73.33,0.18,40.99,1.01]
[7.0000000000000007E-2,420,0.33,10.8,26.6,73.44,0.16,40.99,1.01]
[7.0000000000000007E-2,420,0.33,14.4,26.6,73.59,0.13,40.99,1.01]
[7.0000000000000007E-2,420,0.33,18,26.6,73.78,0.09,40.99,1.01]
[7.0000000000000007E-2,420,0.33,27,26.6,74.02,0.05,40.99,1.01]
[7.0000000000000007E-2,420,0.33,36,26.6,74.25,0,40.99,1.01]
[7.0000000000000007E-2,440,0.33,0.18,26.87,72.239999999999995,0.89,2.41,0.95]
[7.0000000000000007E-2,440,0.33,0.27,26.75,72.709999999999994,0.54,5.86,0.98]
[7.0000000000000007E-2,440,0.33,0.36,26.71,72.86,0.44,10.25,0.99]
[7.0000000000000007E-2,440,0.33,0.45,26.68,72.92,0.41,13.66,1]
[7.0000000000000007E-2,440,0.33,0.54,26.66,72.959999999999994,0.39,20.49,1]
[7.0000000000000007E-2,440,0.33,0.63,26.65,73,0.36,20.49,1]
[7.0000000000000007E-2,440,0.33,0.72,26.64,73.03,0.35,20.49,1]
[7.0000000000000007E-2,440,0.33,1.08,26.63,73.099999999999994,0.31,20.49,1.01]
[7.0000000000000007E-2,440,0.33,1.44,26.62,73.12,0.28999999999999998,20.49,1.01]
[7.0000000000000007E-2,440,0.33,1.8,26.61,73.14,0.28999999999999998,20.49,1.01]
[7.0000000000000007E-2,440,0.33,3.6,26.61,73.22,0.23,20.49,1.01]
[7.0000000000000007E-2,440,0.33,7.2,26.61,73.34,0.17,40.99,1.01]
[7.0000000000000007E-2,440,0.33,10.8,26.6,73.45,0.13,40.99,1.01]
[7.0000000000000007E-2,440,0.33,14.4,26.6,73.599999999999994,0.09,40.99,1.01]
[7.0000000000000007E-2,440,0.33,18,26.6,73.790000000000006,0.08,40.99,1.01]
[7.0000000000000007E-2,440,0.33,27,26.6,74.040000000000006,0.04,40.99,1.01]
[7.0000000000000007E-2,440,0.33,36,26.6,74.25,0,-1,1.01]
[7.0000000000000007E-2,460,0.33,0.18,26.87,72.34,0.79,2.93,0.95]
[7.0000000000000007E-2,460,0.33,0.27,26.76,72.760000000000005,0.49,8.1999999999999993,0.98]
[7.0000000000000007E-2,460,0.33,0.36,26.71,72.89,0.41,13.66,0.99]
[7.0000000000000007E-2,460,0.33,0.45,26.68,72.94,0.39,20.49,1]
[7.0000000000000007E-2,460,0.33,0.54,26.66,72.98,0.38,20.49,1]
[7.0000000000000007E-2,460,0.33,0.63,26.65,73.02,0.36,20.49,1]
[7.0000000000000007E-2,460,0.33,0.72,26.64,73.05,0.34,20.49,1]
[7.0000000000000007E-2,460,0.33,1.08,26.63,73.12,0.28999999999999998,20.49,1.01]
[7.0000000000000007E-2,460,0.33,1.44,26.62,73.14,0.28000000000000003,20.49,1.01]
[7.0000000000000007E-2,460,0.33,1.8,26.61,73.16,0.27,20.49,1.01]
[7.0000000000000007E-2,460,0.33,3.6,26.61,73.239999999999995,0.22,20.49,1.01]
[7.0000000000000007E-2,460,0.33,7.2,26.61,73.349999999999994,0.15,40.99,1.01]
[7.0000000000000007E-2,460,0.33,10.8,26.6,73.459999999999994,0.11,40.99,1.01]
[7.0000000000000007E-2,460,0.33,14.4,26.6,73.61,0.09,40.99,1.01]
[7.0000000000000007E-2,460,0.33,18,26.6,73.8,0.08,40.99,1.01]
[7.0000000000000007E-2,460,0.33,27,26.6,74.040000000000006,0.02,40.99,1.01]
[7.0000000000000007E-2,460,0.33,36,26.6,74.25,0,-1,1.01]
[7.0000000000000007E-2,480,0.33,0.18,26.88,72.45,0.68,4.0999999999999996,0.95]
[7.0000000000000007E-2,480,0.33,0.27,26.76,72.819999999999993,0.44,13.66,0.98]
[7.0000000000000007E-2,480,0.33,0.36,26.71,72.92,0.4,20.49,0.99]
[7.0000000000000007E-2,480,0.33,0.45,26.68,72.97,0.38,20.49,1]
[7.0000000000000007E-2,480,0.33,0.54,26.66,73.010000000000005,0.36,20.49,1]
[7.0000000000000007E-2,480,0.33,0.63,26.65,73.05,0.33,20.49,1]
[7.0000000000000007E-2,480,0.33,0.72,26.64,73.08,0.31,20.49,1]
[7.0000000000000007E-2,480,0.33,1.08,26.63,73.150000000000006,0.26,20.49,1.01]
[7.0000000000000007E-2,480,0.33,1.44,26.62,73.17,0.24,20.49,1.01]
[7.0000000000000007E-2,480,0.33,1.8,26.61,73.19,0.23,20.49,1.01]
[7.0000000000000007E-2,480,0.33,3.6,26.61,73.27,0.16,20.49,1.01]
[7.0000000000000007E-2,480,0.33,7.2,26.61,73.37,0.12,40.99,1.01]
[7.0000000000000007E-2,480,0.33,10.8,26.6,73.48,0.1,40.99,1.01]
[7.0000000000000007E-2,480,0.33,14.4,26.6,73.63,0.09,40.99,1.01]
[7.0000000000000007E-2,480,0.33,18,26.6,73.83,0.05,40.99,1.01]
[7.0000000000000007E-2,480,0.33,27,26.6,74.06,0.01,40.99,1.01]
[7.0000000000000007E-2,480,0.33,36,26.6,74.25,0,-1,1.01]
[0.08,500,0.33,0.18,26.89,72.56,0.57999999999999996,5.12,0.95]
[0.08,500,0.33,0.27,26.76,72.89,0.38,20.49,0.98]
[0.08,500,0.33,0.36,26.71,72.959999999999994,0.35,20.49,0.99]
[0.08,500,0.33,0.45,26.68,73.02,0.32,20.49,1]
[0.08,500,0.33,0.54,26.66,73.06,0.28999999999999998,20.49,1]
[0.08,500,0.33,0.63,26.65,73.09,0.25,20.49,1]
[0.08,500,0.33,0.72,26.64,73.13,0.23,20.49,1]
[0.08,500,0.33,1.08,26.63,73.19,0.18,20.49,1.01]
[0.08,500,0.33,1.44,26.62,73.22,0.17,20.49,1.01]
[0.08,500,0.33,1.8,26.61,73.239999999999995,0.16,20.49,1.01]
[0.08,500,0.33,3.6,26.61,73.3,0.13,40.99,1.01]
[0.08,500,0.33,7.2,26.61,73.39,0.11,40.99,1.01]
[0.08,500,0.33,10.8,26.6,73.5,0.08,40.99,1.01]
[0.08,500,0.33,14.4,26.6,73.650000000000006,0.06,40.99,1.01]
[0.08,500,0.33,18,26.6,73.84,0.04,40.99,1.01]
[0.08,500,0.33,27,26.6,74.06,0,-1,1.01]
[0.08,500,0.33,36,26.6,74.25,0,-1,1.01]
[0.08,520,0.33,0.18,26.89,72.650000000000006,0.48,5.12,0.95]
[0.08,520,0.33,0.27,26.76,72.92,0.32,20.49,0.98]
[0.08,520,0.33,0.36,26.71,73,0.28999999999999998,20.49,0.99]
[0.08,520,0.33,0.45,26.68,73.05,0.26,20.49,1]
[0.08,520,0.33,0.54,26.66,73.09,0.25,20.49,1]
[0.08,520,0.33,0.63,26.65,73.13,0.22,20.49,1]
[0.08,520,0.33,0.72,26.65,73.16,0.21,20.49,1]
[0.08,520,0.33,1.08,26.63,73.23,0.16,20.49,1.01]
[0.08,520,0.33,1.44,26.62,73.25,0.15,20.49,1.01]
[0.08,520,0.33,1.8,26.61,73.27,0.14000000000000001,20.49,1.01]
[0.08,520,0.33,3.6,26.61,73.319999999999993,0.12,40.99,1.01]
[0.08,520,0.33,7.2,26.61,73.41,0.09,40.99,1.01]
[0.08,520,0.33,10.8,26.6,73.52,0.06,40.99,1.01]
[0.08,520,0.33,14.4,26.6,73.67,0.04,40.99,1.01]
[0.08,520,0.33,18,26.6,73.86,0.02,40.99,1.01]
[0.08,520,0.33,27,26.6,74.06,0,-1,1.01]
[0.08,520,0.33,36,26.6,74.25,0,-1,1.01]
[0.08,540,0.33,0.18,26.9,72.72,0.38,6.83,0.95]
[0.08,540,0.33,0.27,26.77,72.95,0.28000000000000003,20.49,0.98]
[0.08,540,0.33,0.36,26.71,73.03,0.27,20.49,0.99]
[0.08,540,0.33,0.45,26.68,73.08,0.24,20.49,1]
[0.08,540,0.33,0.54,26.67,73.13,0.23,20.49,1]
[0.08,540,0.33,0.63,26.65,73.16,0.2,20.49,1]
[0.08,540,0.33,0.72,26.65,73.19,0.18,20.49,1]
[0.08,540,0.33,1.08,26.63,73.260000000000005,0.13,20.49,1.01]
[0.08,540,0.33,1.44,26.62,73.28,0.12,40.99,1.01]
[0.08,540,0.33,1.8,26.62,73.3,0.12,40.99,1.01]
[0.08,540,0.33,3.6,26.61,73.34,0.1,40.99,1.01]
[0.08,540,0.33,7.2,26.61,73.430000000000007,7.0000000000000007E-2,40.99,1.01]
[0.08,540,0.33,10.8,26.6,73.540000000000006,0.05,40.99,1.01]
[0.08,540,0.33,14.4,26.6,73.69,0.02,40.99,1.01]
[0.08,540,0.33,18,26.6,73.87,0,40.99,1.01]
[0.08,540,0.33,27,26.6,74.06,0,-1,1.01]
[0.08,540,0.33,36,26.6,74.25,0,-1,1.01]
[0.08,560,0.33,0.18,26.9,72.78,0.33,8.1999999999999993,0.95]
[0.08,560,0.33,0.27,26.77,72.98,0.26,20.49,0.98]
[0.08,560,0.33,0.36,26.71,73.06,0.24,20.49,0.99]
[0.08,560,0.33,0.45,26.68,73.12,0.21,20.49,1]
[0.08,560,0.33,0.54,26.67,73.16,0.19,20.49,1]
[0.08,560,0.33,0.63,26.65,73.2,0.16,20.49,1]
[0.08,560,0.33,0.72,26.65,73.23,0.13,20.49,1]
[0.08,560,0.33,1.08,26.63,73.290000000000006,0.09,40.99,1.01]
[0.08,560,0.33,1.44,26.62,73.3,0.09,40.99,1.01]
[0.08,560,0.33,1.8,26.62,73.31,0.09,40.99,1.01]
[0.08,560,0.33,3.6,26.61,73.36,0.08,40.99,1.01]
[0.08,560,0.33,7.2,26.61,73.44,0.06,40.99,1.01]
[0.08,560,0.33,10.8,26.6,73.55,0.03,40.99,1.01]
[0.08,560,0.33,14.4,26.6,73.7,0,40.99,1.01]
[0.08,560,0.33,18,26.6,73.88,0,-1,1.01]
[0.08,560,0.33,27,26.6,74.06,0,-1,1.01]
[0.08,560,0.33,36,26.6,74.25,0,-1,1.01]
[0.08,580,0.33,0.18,26.91,72.83,0.28000000000000003,10.25,0.96]
[0.08,580,0.33,0.27,26.77,73.02,0.22,20.49,0.98]
[0.08,580,0.33,0.36,26.71,73.099999999999994,0.19,20.49,0.99]
[0.08,580,0.33,0.45,26.68,73.150000000000006,0.16,20.49,1]
[0.08,580,0.33,0.54,26.67,73.2,0.15,20.49,1]
[0.08,580,0.33,0.63,26.66,73.23,0.12,20.49,1]
[0.08,580,0.33,0.72,26.65,73.27,0.11,40.99,1]
[0.08,580,0.33,1.08,26.63,73.3,0.09,40.99,1]
[0.08,580,0.33,1.44,26.62,73.319999999999993,0.09,40.99,1.01]
[0.08,580,0.33,1.8,26.62,73.33,0.08,40.99,1.01]
[0.08,580,0.33,3.6,26.61,73.37,0.06,40.99,1.01]
[0.08,580,0.33,7.2,26.61,73.459999999999994,0.03,40.99,1.01]
[0.08,580,0.33,10.8,26.6,73.569999999999993,0.01,40.99,1.01]
[0.08,580,0.33,14.4,26.6,73.7,0,-1,1.01]
[0.08,580,0.33,18,26.6,73.88,0,-1,1.01]
[0.08,580,0.33,27,26.6,74.06,0,-1,1.01]
[0.08,580,0.33,36,26.6,74.25,0,-1,1.01]
[0.09,600,0.33,0.18,26.91,72.88,0.21,20.49,0.96]
[0.09,600,0.33,0.27,26.77,73.05,0.18,20.49,0.98]
[0.09,600,0.33,0.36,26.72,73.14,0.16,20.49,0.99]
[0.09,600,0.33,0.45,26.69,73.19,0.14000000000000001,20.49,1]
[0.09,600,0.33,0.54,26.67,73.23,0.12,20.49,1]
[0.09,600,0.33,0.63,26.66,73.260000000000005,0.1,40.99,1]
[0.09,600,0.33,0.72,26.65,73.28,0.08,40.99,1]
[0.09,600,0.33,1.08,26.63,73.319999999999993,0.06,40.99,1]
[0.09,600,0.33,1.44,26.62,73.34,0.06,40.99,1.01]
[0.09,600,0.33,1.8,26.62,73.349999999999994,0.05,40.99,1.01]
[0.09,600,0.33,3.6,26.61,73.39,0.04,40.99,1.01]
[0.09,600,0.33,7.2,26.61,73.48,0.01,40.99,1.01]
[0.09,600,0.33,10.8,26.6,73.58,0,-1,1.01]
[0.09,600,0.33,14.4,26.6,73.7,0,-1,1.01]
[0.09,600,0.33,18,26.6,73.88,0,-1,1.01]
[0.09,600,0.33,27,26.6,74.06,0,-1,1.01]
[0.09,600,0.33,36,26.6,74.25,0,-1,1.01]
[0.09,620,0.33,0.18,26.92,72.900000000000006,0.2,20.49,0.96]
[0.09,620,0.33,0.27,26.77,73.069999999999993,0.17,20.49,0.98]
[0.09,620,0.33,0.36,26.72,73.150000000000006,0.15,20.49,0.99]
[0.09,620,0.33,0.45,26.69,73.209999999999994,0.12,20.49,1]
[0.09,620,0.33,0.54,26.67,73.239999999999995,0.1,40.99,1]
[0.09,620,0.33,0.63,26.66,73.27,0.08,40.99,1]
[0.09,620,0.33,0.72,26.65,73.290000000000006,7.0000000000000007E-2,40.99,1]
[0.09,620,0.33,1.08,26.63,73.33,0.05,40.99,1]
[0.09,620,0.33,1.44,26.62,73.349999999999994,0.05,40.99,1.01]
[0.09,620,0.33,1.8,26.62,73.36,0.05,40.99,1.01]
[0.09,620,0.33,3.6,26.61,73.400000000000006,0.04,40.99,1.01]
[0.09,620,0.33,7.2,26.61,73.489999999999995,0.01,40.99,1.01]
[0.09,620,0.33,10.8,26.6,73.58,0,-1,1.01]
[0.09,620,0.33,14.4,26.6,73.7,0,-1,1.01]
[0.09,620,0.33,18,26.6,73.88,0,-1,1.01]
[0.09,620,0.33,27,26.6,74.06,0,-1,1.01]
[0.09,620,0.33,36,26.6,74.25,0,-1,1.01]
[0.09,640,0.33,0.18,26.92,72.95,0.13,20.49,0.96]
[0.09,640,0.33,0.27,26.78,73.12,0.11,40.99,0.98]
[0.09,640,0.33,0.36,26.72,73.19,0.1,40.99,0.99]
[0.09,640,0.33,0.45,26.69,73.239999999999995,0.09,40.99,1]
[0.09,640,0.33,0.54,26.67,73.27,7.0000000000000007E-2,40.99,1]
[0.09,640,0.33,0.63,26.66,73.3,0.06,40.99,1]
[0.09,640,0.33,0.72,26.65,73.319999999999993,0.04,40.99,1]
[0.09,640,0.33,1.08,26.63,73.36,0.02,40.99,1]
[0.09,640,0.33,1.44,26.62,73.37,0.02,40.99,1.01]
[0.09,640,0.33,1.8,26.62,73.39,0.02,40.99,1.01]
[0.09,640,0.33,3.6,26.61,73.430000000000007,0,40.99,1.01]
[0.09,640,0.33,7.2,26.61,73.5,0,-1,1.01]
[0.09,640,0.33,10.8,26.6,73.58,0,-1,1.01]
[0.09,640,0.33,14.4,26.6,73.7,0,-1,1.01]
[0.09,640,0.33,18,26.6,73.88,0,-1,1.01]
[0.09,640,0.33,27,26.6,74.06,0,-1,1.01]
[0.09,640,0.33,36,26.6,74.25,0,-1,1.01]
[0.09,660,0.33,0.18,26.93,72.98,0.11,40.99,0.96]
[0.09,660,0.33,0.27,26.78,73.14,0.09,40.99,0.98]
[0.09,660,0.33,0.36,26.72,73.209999999999994,0.08,40.99,0.99]
[0.09,660,0.33,0.45,26.69,73.260000000000005,0.06,40.99,1]
[0.09,660,0.33,0.54,26.67,73.290000000000006,0.05,40.99,1]
[0.09,660,0.33,0.63,26.66,73.319999999999993,0.03,40.99,1]
[0.09,660,0.33,0.72,26.65,73.34,0.02,40.99,1]
[0.09,660,0.33,1.08,26.63,73.38,0.01,40.99,1]
[0.09,660,0.33,1.44,26.62,73.39,0,40.99,1.01]
[0.09,660,0.33,1.8,26.62,73.41,0,-1,1.01]
[0.09,660,0.33,3.6,26.61,73.430000000000007,0,-1,1.01]
[0.09,660,0.33,7.2,26.61,73.5,0,-1,1.01]
[0.09,660,0.33,10.8,26.6,73.58,0,-1,1.01]
[0.09,660,0.33,14.4,26.6,73.7,0,-1,1.01]
[0.09,660,0.33,18,26.6,73.88,0,-1,1.01]
[0.09,660,0.33,27,26.6,74.06,0,-1,1.01]
[0.09,660,0.33,36,26.6,74.25,0,-1,1.01]
[0.09,680,0.33,0.18,26.93,72.989999999999995,0.08,40.99,0.96]
[0.09,680,0.33,0.27,26.78,73.16,7.0000000000000007E-2,40.99,0.98]
[0.09,680,0.33,0.36,26.72,73.23,0.06,40.99,0.99]
[0.09,680,0.33,0.45,26.69,73.28,0.04,40.99,1]
[0.09,680,0.33,0.54,26.67,73.31,0.03,40.99,1]
[0.09,680,0.33,0.63,26.66,73.34,0.01,40.99,1]
[0.09,680,0.33,0.72,26.65,73.36,0,40.99,1]
[0.09,680,0.33,1.08,26.63,73.38,0,-1,1]
[0.09,680,0.33,1.44,26.62,73.400000000000006,0,-1,1.01]
[0.09,680,0.33,1.8,26.62,73.41,0,-1,1.01]
[0.09,680,0.33,3.6,26.61,73.430000000000007,0,-1,1.01]
[0.09,680,0.33,7.2,26.61,73.5,0,-1,1.01]
[0.09,680,0.33,10.8,26.6,73.58,0,-1,1.01]
[0.09,680,0.33,14.4,26.6,73.7,0,-1,1.01]
[0.09,680,0.33,18,26.6,73.88,0,-1,1.01]
[0.09,680,0.33,27,26.6,74.06,0,-1,1.01]
[0.09,680,0.33,36,26.6,74.25,0,-1,1.01]
[0.1,700,0.33,0.18,26.93,73.010000000000005,0.06,40.99,0.96]
[0.1,700,0.33,0.27,26.78,73.17,0.05,40.99,0.98]
[0.1,700,0.33,0.36,26.72,73.25,0.04,40.99,0.99]
[0.1,700,0.33,0.45,26.69,73.3,0.02,40.99,1]
[0.1,700,0.33,0.54,26.67,73.33,0.01,40.99,1]
[0.1,700,0.33,0.63,26.66,73.349999999999994,0,-1,1]
[0.1,700,0.33,0.72,26.65,73.36,0,-1,1]
[0.1,700,0.33,1.08,26.63,73.38,0,-1,1]
[0.1,700,0.33,1.44,26.62,73.400000000000006,0,-1,1]
[0.1,700,0.33,1.8,26.62,73.41,0,-1,1.01]
[0.1,700,0.33,3.6,26.61,73.430000000000007,0,-1,1.01]
[0.1,700,0.33,7.2,26.61,73.5,0,-1,1.01]
[0.1,700,0.33,10.8,26.6,73.58,0,-1,1.01]
[0.1,700,0.33,14.4,26.6,73.7,0,-1,1.01]
[0.1,700,0.33,18,26.6,73.88,0,-1,1.01]
[0.1,700,0.33,27,26.6,74.06,0,-1,1.01]
[0.1,700,0.33,36,26.6,74.25,0,-1,1.01]
[0.1,720,0.33,0.18,26.94,73.03,0.04,40.99,0.96]
[0.1,720,0.33,0.27,26.79,73.19,0.03,40.99,0.98]
[0.1,720,0.33,0.36,26.73,73.27,0.01,40.99,0.99]
[0.1,720,0.33,0.45,26.69,73.31,0,40.99,1]
[0.1,720,0.33,0.54,26.67,73.34,0,-1,1]
[0.1,720,0.33,0.63,26.66,73.349999999999994,0,-1,1]
[0.1,720,0.33,0.72,26.65,73.36,0,-1,1]
[0.1,720,0.33,1.08,26.63,73.38,0,-1,1]
[0.1,720,0.33,1.44,26.62,73.400000000000006,0,-1,1]
[0.1,720,0.33,1.8,26.62,73.41,0,-1,1.01]
[0.1,720,0.33,3.6,26.61,73.430000000000007,0,-1,1.01]
[0.1,720,0.33,7.2,26.61,73.5,0,-1,1.01]
[0.1,720,0.33,10.8,26.6,73.58,0,-1,1.01]
[0.1,720,0.33,14.4,26.6,73.7,0,-1,1.01]
[0.1,720,0.33,18,26.6,73.88,0,-1,1.01]
[0.1,720,0.33,27,26.6,74.06,0,-1,1.01]
[0.1,720,0.33,36,26.6,74.25,0,-1,1.01]
[0.1,740,0.33,0.18,26.94,73.03,0.03,40.99,0.96]
[0.1,740,0.33,0.27,26.79,73.2,0.02,40.99,0.98]
[0.1,740,0.33,0.36,26.73,73.28,0.01,40.99,0.99]
[0.1,740,0.33,0.45,26.69,73.319999999999993,0,-1,1]
[0.1,740,0.33,0.54,26.67,73.34,0,-1,1]
[0.1,740,0.33,0.63,26.66,73.349999999999994,0,-1,1]
[0.1,740,0.33,0.72,26.65,73.36,0,-1,1]
[0.1,740,0.33,1.08,26.63,73.38,0,-1,1]
[0.1,740,0.33,1.44,26.62,73.400000000000006,0,-1,1]
[0.1,740,0.33,1.8,26.62,73.41,0,-1,1.01]
[0.1,740,0.33,3.6,26.61,73.430000000000007,0,-1,1.01]
[0.1,740,0.33,7.2,26.61,73.5,0,-1,1.01]
[0.1,740,0.33,10.8,26.6,73.58,0,-1,1.01]
[0.1,740,0.33,14.4,26.6,73.7,0,-1,1.01]
[0.1,740,0.33,18,26.6,73.88,0,-1,1.01]
[0.1,740,0.33,27,26.6,74.06,0,-1,1.01]
[0.1,740,0.33,36,26.6,74.25,0,-1,1.01]
[0.1,760,0.33,0.18,26.94,73.06,0,40.99,0.96]
[0.1,760,0.33,0.27,26.79,73.22,0,-1,0.98]
[0.1,760,0.33,0.36,26.73,73.28,0,-1,0.99]
[0.1,760,0.33,0.45,26.69,73.319999999999993,0,-1,1]
[0.1,760,0.33,0.54,26.67,73.34,0,-1,1]
[0.1,760,0.33,0.63,26.66,73.349999999999994,0,-1,1]
[0.1,760,0.33,0.72,26.65,73.36,0,-1,1]
[0.1,760,0.33,1.08,26.63,73.38,0,-1,1]
[0.1,760,0.33,1.44,26.62,73.400000000000006,0,-1,1]
[0.1,760,0.33,1.8,26.62,73.41,0,-1,1.01]
[0.1,760,0.33,3.6,26.61,73.430000000000007,0,-1,1.01]
[0.1,760,0.33,7.2,26.61,73.5,0,-1,1.01]
[0.1,760,0.33,10.8,26.6,73.58,0,-1,1.01]
[0.1,760,0.33,14.4,26.6,73.7,0,-1,1.01]
[0.1,760,0.33,18,26.6,73.88,0,-1,1.01]
[0.1,760,0.33,27,26.6,74.06,0,-1,1.01]
[0.1,760,0.33,36,26.6,74.25,0,-1,1.01]
[0.1,780,0.33,0.18,26.95,73.06,0,-1,0.96]
[0.1,780,0.33,0.27,26.79,73.22,0,-1,0.98]
[0.1,780,0.33,0.36,26.73,73.28,0,-1,0.99]
[0.1,780,0.33,0.45,26.69,73.31,0,-1,1]
[0.1,780,0.33,0.54,26.67,73.34,0,-1,1]
[0.1,780,0.33,0.63,26.66,73.349999999999994,0,-1,1]
[0.1,780,0.33,0.72,26.65,73.36,0,-1,1]
[0.1,780,0.33,1.08,26.63,73.38,0,-1,1]
[0.1,780,0.33,1.44,26.62,73.39,0,-1,1]
[0.1,780,0.33,1.8,26.62,73.41,0,-1,1]
[0.1,780,0.33,3.6,26.61,73.430000000000007,0,-1,1.01]
[0.1,780,0.33,7.2,26.61,73.5,0,-1,1.01]
[0.1,780,0.33,10.8,26.6,73.58,0,-1,1.01]
[0.1,780,0.33,14.4,26.6,73.7,0,-1,1.01]
[0.1,780,0.33,18,26.6,73.88,0,-1,1.01]
[0.1,780,0.33,27,26.6,74.06,0,-1,1.01]
[0.1,780,0.33,36,26.6,74.25,0,-1,1.01]
[0.1,800,0.33,0.18,26.95,73.06,0,-1,0.96]
[0.1,800,0.33,0.27,26.79,73.22,0,-1,0.99]
[0.1,800,0.33,0.36,26.73,73.28,0,-1,0.99]
[0.1,800,0.33,0.45,26.69,73.31,0,-1,1]
[0.1,800,0.33,0.54,26.67,73.34,0,-1,1]
[0.1,800,0.33,0.63,26.66,73.349999999999994,0,-1,1]
[0.1,800,0.33,0.72,26.65,73.36,0,-1,1]
[0.1,800,0.33,1.08,26.63,73.38,0,-1,1]
[0.1,800,0.33,1.44,26.62,73.39,0,-1,1]
[0.1,800,0.33,1.8,26.62,73.41,0,-1,1]
[0.1,800,0.33,3.6,26.61,73.430000000000007,0,-1,1.01]
[0.1,800,0.33,7.2,26.61,73.5,0,-1,1.01]
[0.1,800,0.33,10.8,26.6,73.58,0,-1,1.01]
[0.1,800,0.33,14.4,26.6,73.7,0,-1,1.01]
[0.1,800,0.33,18,26.6,73.88,0,-1,1.01]
[0.1,800,0.33,27,26.6,74.06,0,-1,1.01]
[0.1,800,0.33,36,26.6,74.25,0,-1,1.01]
[0.11,820,0.33,0.18,26.95,73.06,0,-1,0.97]
[0.11,820,0.33,0.27,26.79,73.22,0,-1,0.99]
[0.11,820,0.33,0.36,26.73,73.28,0,-1,0.99]
[0.11,820,0.33,0.45,26.69,73.31,0,-1,1]
[0.11,820,0.33,0.54,26.67,73.34,0,-1,1]
[0.11,820,0.33,0.63,26.66,73.349999999999994,0,-1,1]
[0.11,820,0.33,0.72,26.65,73.36,0,-1,1]
[0.11,820,0.33,1.08,26.63,73.38,0,-1,1]
[0.11,820,0.33,1.44,26.62,73.39,0,-1,1]
[0.11,820,0.33,1.8,26.62,73.41,0,-1,1]
[0.11,820,0.33,3.6,26.61,73.430000000000007,0,-1,1.01]
[0.11,820,0.33,7.2,26.61,73.5,0,-1,1.01]
[0.11,820,0.33,10.8,26.6,73.58,0,-1,1.01]
[0.11,820,0.33,14.4,26.6,73.7,0,-1,1.01]
[0.11,820,0.33,18,26.6,73.88,0,-1,1.01]
[0.11,820,0.33,27,26.6,74.06,0,-1,1.01]
[0.11,820,0.33,36,26.6,74.25,0,-1,1.01]
[0.11,840,0.33,0.18,26.95,73.06,0,-1,0.97]
[0.11,840,0.33,0.27,26.79,73.22,0,-1,0.99]
[0.11,840,0.33,0.36,26.73,73.28,0,-1,0.99]
[0.11,840,0.33,0.45,26.69,73.31,0,-1,1]
[0.11,840,0.33,0.54,26.67,73.34,0,-1,1]
[0.11,840,0.33,0.63,26.66,73.349999999999994,0,-1,1]
[0.11,840,0.33,0.72,26.65,73.36,0,-1,1]
[0.11,840,0.33,1.08,26.63,73.38,0,-1,1]
[0.11,840,0.33,1.44,26.62,73.39,0,-1,1]
[0.11,840,0.33,1.8,26.62,73.41,0,-1,1]
[0.11,840,0.33,3.6,26.61,73.430000000000007,0,-1,1.01]
[0.11,840,0.33,7.2,26.61,73.5,0,-1,1.01]
[0.11,840,0.33,10.8,26.6,73.58,0,-1,1.01]
[0.11,840,0.33,14.4,26.6,73.7,0,-1,1.01]
[0.11,840,0.33,18,26.6,73.88,0,-1,1.01]
[0.11,840,0.33,27,26.6,74.06,0,-1,1.01]
[0.11,840,0.33,36,26.6,74.25,0,-1,1.01]
[0.11,860,0.33,0.18,26.95,73.06,0,-1,0.97]
[0.11,860,0.33,0.27,26.79,73.209999999999994,0,-1,0.99]
[0.11,860,0.33,0.36,26.73,73.28,0,-1,0.99]
[0.11,860,0.33,0.45,26.69,73.31,0,-1,1]
[0.11,860,0.33,0.54,26.67,73.33,0,-1,1]
[0.11,860,0.33,0.63,26.66,73.349999999999994,0,-1,1]
[0.11,860,0.33,0.72,26.65,73.36,0,-1,1]
[0.11,860,0.33,1.08,26.63,73.38,0,-1,1]
[0.11,860,0.33,1.44,26.62,73.39,0,-1,1]
[0.11,860,0.33,1.8,26.62,73.41,0,-1,1]
[0.11,860,0.33,3.6,26.61,73.430000000000007,0,-1,1.01]
[0.11,860,0.33,7.2,26.61,73.5,0,-1,1.01]
[0.11,860,0.33,10.8,26.6,73.58,0,-1,1.01]
[0.11,860,0.33,14.4,26.6,73.7,0,-1,1.01]
[0.11,860,0.33,18,26.6,73.88,0,-1,1.01]
[0.11,860,0.33,27,26.6,74.06,0,-1,1.01]
[0.11,860,0.33,36,26.6,74.25,0,-1,1.01]
[0.11,880,0.33,0.18,26.95,73.05,0,-1,0.97]
[0.11,880,0.33,0.27,26.79,73.209999999999994,0,-1,0.99]
[0.11,880,0.33,0.36,26.73,73.28,0,-1,0.99]
[0.11,880,0.33,0.45,26.7,73.31,0,-1,1]
[0.11,880,0.33,0.54,26.67,73.33,0,-1,1]
[0.11,880,0.33,0.63,26.66,73.349999999999994,0,-1,1]
[0.11,880,0.33,0.72,26.65,73.36,0,-1,1]
[0.11,880,0.33,1.08,26.63,73.38,0,-1,1]
[0.11,880,0.33,1.44,26.62,73.39,0,-1,1]
[0.11,880,0.33,1.8,26.62,73.41,0,-1,1]
[0.11,880,0.33,3.6,26.61,73.430000000000007,0,-1,1.01]
[0.11,880,0.33,7.2,26.61,73.5,0,-1,1.01]
[0.11,880,0.33,10.8,26.6,73.58,0,-1,1.01]
[0.11,880,0.33,14.4,26.6,73.7,0,-1,1.01]
[0.11,880,0.33,18,26.6,73.88,0,-1,1.01]
[0.11,880,0.33,27,26.6,74.06,0,-1,1.01]
[0.11,880,0.33,36,26.6,74.25,0,-1,1.01]
[0.12,900,0.33,0.18,26.95,73.05,0,-1,0.97]
[0.12,900,0.33,0.27,26.79,73.209999999999994,0,-1,0.99]
[0.12,900,0.33,0.36,26.73,73.28,0,-1,0.99]
[0.12,900,0.33,0.45,26.7,73.31,0,-1,1]
[0.12,900,0.33,0.54,26.67,73.33,0,-1,1]
[0.12,900,0.33,0.63,26.66,73.349999999999994,0,-1,1]
[0.12,900,0.33,0.72,26.65,73.36,0,-1,1]
[0.12,900,0.33,1.08,26.63,73.38,0,-1,1]
[0.12,900,0.33,1.44,26.62,73.39,0,-1,1]
[0.12,900,0.33,1.8,26.62,73.41,0,-1,1]
[0.12,900,0.33,3.6,26.61,73.430000000000007,0,-1,1]
[0.12,900,0.33,7.2,26.61,73.5,0,-1,1.01]
[0.12,900,0.33,10.8,26.6,73.58,0,-1,1.01]
[0.12,900,0.33,14.4,26.6,73.7,0,-1,1.01]
[0.12,900,0.33,18,26.6,73.88,0,-1,1.01]
[0.12,900,0.33,27,26.6,74.06,0,-1,1.01]
[0.12,900,0.33,36,26.6,74.25,0,-1,1.01]
[0.12,920,0.33,0.18,26.96,73.05,0,-1,0.97]
[0.12,920,0.33,0.27,26.8,73.209999999999994,0,-1,0.99]
[0.12,920,0.33,0.36,26.73,73.28,0,-1,0.99]
[0.12,920,0.33,0.45,26.7,73.31,0,-1,1]
[0.12,920,0.33,0.54,26.68,73.33,0,-1,1]
[0.12,920,0.33,0.63,26.66,73.349999999999994,0,-1,1]
[0.12,920,0.33,0.72,26.65,73.36,0,-1,1]
[0.12,920,0.33,1.08,26.63,73.38,0,-1,1]
[0.12,920,0.33,1.44,26.62,73.39,0,-1,1]
[0.12,920,0.33,1.8,26.62,73.41,0,-1,1]
[0.12,920,0.33,3.6,26.61,73.430000000000007,0,-1,1]
[0.12,920,0.33,7.2,26.61,73.5,0,-1,1.01]
[0.12,920,0.33,10.8,26.6,73.58,0,-1,1.01]
[0.12,920,0.33,14.4,26.6,73.7,0,-1,1.01]
[0.12,920,0.33,18,26.6,73.88,0,-1,1.01]
[0.12,920,0.33,27,26.6,74.06,0,-1,1.01]
[0.12,920,0.33,36,26.6,74.25,0,-1,1.01]
[0.12,940,0.33,0.18,26.96,73.05,0,-1,0.97]
[0.12,940,0.33,0.27,26.8,73.209999999999994,0,-1,0.99]
[0.12,940,0.33,0.36,26.73,73.28,0,-1,0.99]
[0.12,940,0.33,0.45,26.7,73.31,0,-1,1]
[0.12,940,0.33,0.54,26.68,73.33,0,-1,1]
[0.12,940,0.33,0.63,26.66,73.349999999999994,0,-1,1]
[0.12,940,0.33,0.72,26.65,73.36,0,-1,1]
[0.12,940,0.33,1.08,26.63,73.38,0,-1,1]
[0.12,940,0.33,1.44,26.62,73.39,0,-1,1]
[0.12,940,0.33,1.8,26.62,73.41,0,-1,1]
[0.12,940,0.33,3.6,26.61,73.430000000000007,0,-1,1]
[0.12,940,0.33,7.2,26.61,73.5,0,-1,1]
[0.12,940,0.33,10.8,26.6,73.58,0,-1,1]
[0.12,940,0.33,14.4,26.6,73.7,0,-1,1]
[0.12,940,0.33,18,26.6,73.88,0,-1,1]
[0.12,940,0.33,27,26.6,74.06,0,-1,1]
[0.12,940,0.33,36,26.6,74.25,0,-1,1.01]
[0.12,960,0.33,0.18,26.96,73.05,0,-1,0.97]
[0.12,960,0.33,0.27,26.8,73.209999999999994,0,-1,0.99]
[0.12,960,0.33,0.36,26.73,73.28,0,-1,0.99]
[0.12,960,0.33,0.45,26.7,73.31,0,-1,1]
[0.12,960,0.33,0.54,26.68,73.33,0,-1,1]
[0.12,960,0.33,0.63,26.66,73.349999999999994,0,-1,1]
[0.12,960,0.33,0.72,26.65,73.36,0,-1,1]
[0.12,960,0.33,1.08,26.63,73.38,0,-1,1]
[0.12,960,0.33,1.44,26.62,73.39,0,-1,1]
[0.12,960,0.33,1.8,26.62,73.41,0,-1,1]
[0.12,960,0.33,3.6,26.61,73.430000000000007,0,-1,1]
[0.12,960,0.33,7.2,26.61,73.5,0,-1,1]
[0.12,960,0.33,10.8,26.6,73.58,0,-1,1]
[0.12,960,0.33,14.4,26.6,73.7,0,-1,1]
[0.12,960,0.33,18,26.6,73.88,0,-1,1]
[0.12,960,0.33,27,26.6,74.06,0,-1,1]
[0.12,960,0.33,36,26.6,74.25,0,-1,1]
[0.12,980,0.33,0.18,26.96,73.05,0,-1,0.97]
[0.12,980,0.33,0.27,26.8,73.209999999999994,0,-1,0.99]
[0.12,980,0.33,0.36,26.73,73.27,0,-1,0.99]
[0.12,980,0.33,0.45,26.7,73.31,0,-1,1]
[0.12,980,0.33,0.54,26.68,73.33,0,-1,1]
[0.12,980,0.33,0.63,26.66,73.349999999999994,0,-1,1]
[0.12,980,0.33,0.72,26.65,73.36,0,-1,1]
[0.12,980,0.33,1.08,26.63,73.38,0,-1,1]
[0.12,980,0.33,1.44,26.62,73.39,0,-1,1]
[0.12,980,0.33,1.8,26.62,73.41,0,-1,1]
[0.12,980,0.33,3.6,26.61,73.430000000000007,0,-1,1]
[0.12,980,0.33,7.2,26.61,73.5,0,-1,1]
[0.12,980,0.33,10.8,26.6,73.58,0,-1,1]
[0.12,980,0.33,14.4,26.6,73.7,0,-1,1]
[0.12,980,0.33,18,26.6,73.88,0,-1,1]
[0.12,980,0.33,27,26.6,74.06,0,-1,1]
[0.12,980,0.33,36,26.6,74.25,0,-1,1]
[0.13,1000,0.33,0.18,26.96,73.05,0,-1,0.97]
[0.13,1000,0.33,0.27,26.8,73.209999999999994,0,-1,0.99]
[0.13,1000,0.33,0.36,26.73,73.27,0,-1,0.99]
[0.13,1000,0.33,0.45,26.7,73.31,0,-1,1]
[0.13,1000,0.33,0.54,26.68,73.33,0,-1,1]
[0.13,1000,0.33,0.63,26.66,73.349999999999994,0,-1,1]
[0.13,1000,0.33,0.72,26.65,73.36,0,-1,1]
[0.13,1000,0.33,1.08,26.63,73.38,0,-1,1]
[0.13,1000,0.33,1.44,26.62,73.39,0,-1,1]
[0.13,1000,0.33,1.8,26.62,73.41,0,-1,1]
[0.13,1000,0.33,3.6,26.61,73.430000000000007,0,-1,1]
[0.13,1000,0.33,7.2,26.61,73.5,0,-1,1]
[0.13,1000,0.33,10.8,26.6,73.58,0,-1,1]
[0.13,1000,0.33,14.4,26.6,73.7,0,-1,1]
[0.13,1000,0.33,18,26.6,73.87,0,-1,1]
[0.13,1000,0.33,27,26.6,74.06,0,-1,1]
[0.13,1000,0.33,36,26.6,74.25,0,-1,1]
[0.13,1020,0.33,0.18,26.96,73.05,0,-1,0.97]
[0.13,1020,0.33,0.27,26.8,73.209999999999994,0,-1,0.99]
[0.13,1020,0.33,0.36,26.73,73.27,0,-1,0.99]
[0.13,1020,0.33,0.45,26.7,73.31,0,-1,1]
[0.13,1020,0.33,0.54,26.68,73.33,0,-1,1]
[0.13,1020,0.33,0.63,26.66,73.349999999999994,0,-1,1]
[0.13,1020,0.33,0.72,26.65,73.36,0,-1,1]
[0.13,1020,0.33,1.08,26.63,73.38,0,-1,1]
[0.13,1020,0.33,1.44,26.62,73.39,0,-1,1]
[0.13,1020,0.33,1.8,26.62,73.41,0,-1,1]
[0.13,1020,0.33,3.6,26.61,73.430000000000007,0,-1,1]
[0.13,1020,0.33,7.2,26.61,73.5,0,-1,1]
[0.13,1020,0.33,10.8,26.6,73.58,0,-1,1]
[0.13,1020,0.33,14.4,26.6,73.7,0,-1,1]
[0.13,1020,0.33,18,26.6,73.87,0,-1,1]
[0.13,1020,0.33,27,26.6,74.06,0,-1,1]
[0.13,1020,0.33,36,26.6,74.25,0,-1,1]
[0.13,1040,0.33,0.18,26.96,73.040000000000006,0,-1,0.97]
[0.13,1040,0.33,0.27,26.8,73.209999999999994,0,-1,0.99]
[0.13,1040,0.33,0.36,26.73,73.27,0,-1,0.99]
[0.13,1040,0.33,0.45,26.7,73.31,0,-1,1]
[0.13,1040,0.33,0.54,26.68,73.33,0,-1,1]
[0.13,1040,0.33,0.63,26.66,73.349999999999994,0,-1,1]
[0.13,1040,0.33,0.72,26.65,73.36,0,-1,1]
[0.13,1040,0.33,1.08,26.63,73.38,0,-1,1]
[0.13,1040,0.33,1.44,26.62,73.39,0,-1,1]
[0.13,1040,0.33,1.8,26.62,73.400000000000006,0,-1,1]
[0.13,1040,0.33,3.6,26.61,73.430000000000007,0,-1,1]
[0.13,1040,0.33,7.2,26.61,73.5,0,-1,1]
[0.13,1040,0.33,10.8,26.6,73.58,0,-1,1]
[0.13,1040,0.33,14.4,26.6,73.7,0,-1,1]
[0.13,1040,0.33,18,26.6,73.87,0,-1,1]
[0.13,1040,0.33,27,26.6,74.06,0,-1,1]
[0.13,1040,0.33,36,26.6,74.25,0,-1,1]
[0.13,1060,0.33,0.18,26.96,73.040000000000006,0,-1,0.97]
[0.13,1060,0.33,0.27,26.8,73.209999999999994,0,-1,0.99]
[0.13,1060,0.33,0.36,26.73,73.27,0,-1,0.99]
[0.13,1060,0.33,0.45,26.7,73.31,0,-1,1]
[0.13,1060,0.33,0.54,26.68,73.33,0,-1,1]
[0.13,1060,0.33,0.63,26.66,73.349999999999994,0,-1,1]
[0.13,1060,0.33,0.72,26.65,73.36,0,-1,1]
[0.13,1060,0.33,1.08,26.63,73.38,0,-1,1]
[0.13,1060,0.33,1.44,26.62,73.39,0,-1,1]
[0.13,1060,0.33,1.8,26.62,73.400000000000006,0,-1,1]
[0.13,1060,0.33,3.6,26.61,73.430000000000007,0,-1,1]
[0.13,1060,0.33,7.2,26.61,73.5,0,-1,1]
[0.13,1060,0.33,10.8,26.6,73.58,0,-1,1]
[0.13,1060,0.33,14.4,26.6,73.7,0,-1,1]
[0.13,1060,0.33,18,26.6,73.87,0,-1,1]
[0.13,1060,0.33,27,26.6,74.06,0,-1,1]
[0.13,1060,0.33,36,26.6,74.25,0,-1,1]
[0.14000000000000001,1080,0.33,0.18,26.97,73.040000000000006,0,-1,0.97]
[0.14000000000000001,1080,0.33,0.27,26.8,73.209999999999994,0,-1,0.99]
[0.14000000000000001,1080,0.33,0.36,26.74,73.27,0,-1,0.99]
[0.14000000000000001,1080,0.33,0.45,26.7,73.31,0,-1,1]
[0.14000000000000001,1080,0.33,0.54,26.68,73.33,0,-1,1]
[0.14000000000000001,1080,0.33,0.63,26.66,73.349999999999994,0,-1,1]
[0.14000000000000001,1080,0.33,0.72,26.65,73.36,0,-1,1]
[0.14000000000000001,1080,0.33,1.08,26.63,73.38,0,-1,1]
[0.14000000000000001,1080,0.33,1.44,26.62,73.39,0,-1,1]
[0.14000000000000001,1080,0.33,1.8,26.62,73.400000000000006,0,-1,1]
[0.14000000000000001,1080,0.33,3.6,26.61,73.430000000000007,0,-1,1]
[0.14000000000000001,1080,0.33,7.2,26.61,73.5,0,-1,1]
[0.14000000000000001,1080,0.33,10.8,26.6,73.58,0,-1,1]
[0.14000000000000001,1080,0.33,14.4,26.6,73.7,0,-1,1]
[0.14000000000000001,1080,0.33,18,26.6,73.87,0,-1,1]
[0.14000000000000001,1080,0.33,27,26.6,74.06,0,-1,1]
[0.14000000000000001,1080,0.33,36,26.6,74.25,0,-1,1]
[0.14000000000000001,1100,0.33,0.18,26.97,73.040000000000006,0,-1,0.97]
[0.14000000000000001,1100,0.33,0.27,26.8,73.209999999999994,0,-1,0.99]
[0.14000000000000001,1100,0.33,0.36,26.74,73.27,0,-1,0.99]
[0.14000000000000001,1100,0.33,0.45,26.7,73.31,0,-1,1]
[0.14000000000000001,1100,0.33,0.54,26.68,73.33,0,-1,1]
[0.14000000000000001,1100,0.33,0.63,26.66,73.349999999999994,0,-1,1]
[0.14000000000000001,1100,0.33,0.72,26.65,73.36,0,-1,1]
[0.14000000000000001,1100,0.33,1.08,26.63,73.38,0,-1,1]
[0.14000000000000001,1100,0.33,1.44,26.62,73.39,0,-1,1]
[0.14000000000000001,1100,0.33,1.8,26.62,73.400000000000006,0,-1,1]
[0.14000000000000001,1100,0.33,3.6,26.61,73.430000000000007,0,-1,1]
[0.14000000000000001,1100,0.33,7.2,26.61,73.5,0,-1,1]
[0.14000000000000001,1100,0.33,10.8,26.6,73.58,0,-1,1]
[0.14000000000000001,1100,0.33,14.4,26.6,73.7,0,-1,1]
[0.14000000000000001,1100,0.33,18,26.6,73.87,0,-1,1]
[0.14000000000000001,1100,0.33,27,26.6,74.06,0,-1,1]
[0.14000000000000001,1100,0.33,36,26.6,74.25,0,-1,1]
[0.14000000000000001,1120,0.33,0.18,26.97,73.040000000000006,0,-1,0.97]
[0.14000000000000001,1120,0.33,0.27,26.8,73.209999999999994,0,-1,0.99]
[0.14000000000000001,1120,0.33,0.36,26.74,73.27,0,-1,0.99]
[0.14000000000000001,1120,0.33,0.45,26.7,73.31,0,-1,1]
[0.14000000000000001,1120,0.33,0.54,26.68,73.33,0,-1,1]
[0.14000000000000001,1120,0.33,0.63,26.66,73.349999999999994,0,-1,1]
[0.14000000000000001,1120,0.33,0.72,26.65,73.36,0,-1,1]
[0.14000000000000001,1120,0.33,1.08,26.63,73.38,0,-1,1]
[0.14000000000000001,1120,0.33,1.44,26.62,73.39,0,-1,1]
[0.14000000000000001,1120,0.33,1.8,26.62,73.400000000000006,0,-1,1]
[0.14000000000000001,1120,0.33,3.6,26.61,73.430000000000007,0,-1,1]
[0.14000000000000001,1120,0.33,7.2,26.61,73.5,0,-1,1]
[0.14000000000000001,1120,0.33,10.8,26.6,73.58,0,-1,1]
[0.14000000000000001,1120,0.33,14.4,26.6,73.7,0,-1,1]
[0.14000000000000001,1120,0.33,18,26.6,73.87,0,-1,1]
[0.14000000000000001,1120,0.33,27,26.6,74.06,0,-1,1]
[0.14000000000000001,1120,0.33,36,26.6,74.25,0,-1,1]
[0.14000000000000001,1140,0.33,0.18,26.97,73.040000000000006,0,-1,0.98]
[0.14000000000000001,1140,0.33,0.27,26.8,73.2,0,-1,0.99]
[0.14000000000000001,1140,0.33,0.36,26.74,73.27,0,-1,0.99]
[0.14000000000000001,1140,0.33,0.45,26.7,73.31,0,-1,1]
[0.14000000000000001,1140,0.33,0.54,26.68,73.33,0,-1,1]
[0.14000000000000001,1140,0.33,0.63,26.66,73.349999999999994,0,-1,1]
[0.14000000000000001,1140,0.33,0.72,26.65,73.36,0,-1,1]
[0.14000000000000001,1140,0.33,1.08,26.63,73.38,0,-1,1]
[0.14000000000000001,1140,0.33,1.44,26.62,73.39,0,-1,1]
[0.14000000000000001,1140,0.33,1.8,26.62,73.400000000000006,0,-1,1]
[0.14000000000000001,1140,0.33,3.6,26.61,73.430000000000007,0,-1,1]
[0.14000000000000001,1140,0.33,7.2,26.61,73.5,0,-1,1]
[0.14000000000000001,1140,0.33,10.8,26.6,73.58,0,-1,1]
[0.14000000000000001,1140,0.33,14.4,26.6,73.7,0,-1,1]
[0.14000000000000001,1140,0.33,18,26.6,73.87,0,-1,1]
[0.14000000000000001,1140,0.33,27,26.6,74.06,0,-1,1]
[0.14000000000000001,1140,0.33,36,26.6,74.25,0,-1,1]
[0.14000000000000001,1160,0.33,0.18,26.97,73.040000000000006,0,-1,0.98]
[0.14000000000000001,1160,0.33,0.27,26.8,73.2,0,-1,0.99]
[0.14000000000000001,1160,0.33,0.36,26.74,73.27,0,-1,0.99]
[0.14000000000000001,1160,0.33,0.45,26.7,73.31,0,-1,1]
[0.14000000000000001,1160,0.33,0.54,26.68,73.33,0,-1,1]
[0.14000000000000001,1160,0.33,0.63,26.66,73.349999999999994,0,-1,1]
[0.14000000000000001,1160,0.33,0.72,26.65,73.36,0,-1,1]
[0.14000000000000001,1160,0.33,1.08,26.63,73.38,0,-1,1]
[0.14000000000000001,1160,0.33,1.44,26.62,73.39,0,-1,1]
[0.14000000000000001,1160,0.33,1.8,26.62,73.400000000000006,0,-1,1]
[0.14000000000000001,1160,0.33,3.6,26.61,73.430000000000007,0,-1,1]
[0.14000000000000001,1160,0.33,7.2,26.61,73.5,0,-1,1]
[0.14000000000000001,1160,0.33,10.8,26.6,73.58,0,-1,1]
[0.14000000000000001,1160,0.33,14.4,26.6,73.7,0,-1,1]
[0.14000000000000001,1160,0.33,18,26.6,73.87,0,-1,1]
[0.14000000000000001,1160,0.33,27,26.6,74.06,0,-1,1]
[0.14000000000000001,1160,0.33,36,26.6,74.25,0,-1,1]
[0.15,1180,0.33,0.18,26.97,73.03,0,-1,0.98]
[0.15,1180,0.33,0.27,26.8,73.2,0,-1,0.99]
[0.15,1180,0.33,0.36,26.74,73.27,0,-1,1]
[0.15,1180,0.33,0.45,26.7,73.31,0,-1,1]
[0.15,1180,0.33,0.54,26.68,73.33,0,-1,1]
[0.15,1180,0.33,0.63,26.66,73.349999999999994,0,-1,1]
[0.15,1180,0.33,0.72,26.65,73.36,0,-1,1]
[0.15,1180,0.33,1.08,26.63,73.38,0,-1,1]
[0.15,1180,0.33,1.44,26.62,73.39,0,-1,1]
[0.15,1180,0.33,1.8,26.62,73.400000000000006,0,-1,1]
[0.15,1180,0.33,3.6,26.61,73.430000000000007,0,-1,1]
[0.15,1180,0.33,7.2,26.61,73.5,0,-1,1]
[0.15,1180,0.33,10.8,26.6,73.58,0,-1,1]
[0.15,1180,0.33,14.4,26.6,73.7,0,-1,1]
[0.15,1180,0.33,18,26.6,73.87,0,-1,1]
[0.15,1180,0.33,27,26.6,74.06,0,-1,1]
[0.15,1180,0.33,36,26.6,74.25,0,-1,1]
[0.15,1200,0.33,0.18,26.97,73.03,0,-1,0.98]
[0.15,1200,0.33,0.27,26.81,73.2,0,-1,0.99]
[0.15,1200,0.33,0.36,26.74,73.27,0,-1,1]
[0.15,1200,0.33,0.45,26.7,73.31,0,-1,1]
[0.15,1200,0.33,0.54,26.68,73.33,0,-1,1]
[0.15,1200,0.33,0.63,26.67,73.349999999999994,0,-1,1]
[0.15,1200,0.33,0.72,26.65,73.36,0,-1,1]
[0.15,1200,0.33,1.08,26.63,73.38,0,-1,1]
[0.15,1200,0.33,1.44,26.62,73.39,0,-1,1]
[0.15,1200,0.33,1.8,26.62,73.400000000000006,0,-1,1]
[0.15,1200,0.33,3.6,26.61,73.430000000000007,0,-1,1]
[0.15,1200,0.33,7.2,26.61,73.5,0,-1,1]
[0.15,1200,0.33,10.8,26.6,73.58,0,-1,1]
[0.15,1200,0.33,14.4,26.6,73.7,0,-1,1]
[0.15,1200,0.33,18,26.6,73.87,0,-1,1]
[0.15,1200,0.33,27,26.6,74.06,0,-1,1]
[0.15,1200,0.33,36,26.6,74.25,0,-1,1]
[0.15,1220,0.33,0.18,26.98,73.03,0,-1,0.98]
[0.15,1220,0.33,0.27,26.81,73.2,0,-1,0.99]
[0.15,1220,0.33,0.36,26.74,73.27,0,-1,1]
[0.15,1220,0.33,0.45,26.7,73.31,0,-1,1]
[0.15,1220,0.33,0.54,26.68,73.33,0,-1,1]
[0.15,1220,0.33,0.63,26.67,73.34,0,-1,1]
[0.15,1220,0.33,0.72,26.65,73.36,0,-1,1]
[0.15,1220,0.33,1.08,26.63,73.38,0,-1,1]
[0.15,1220,0.33,1.44,26.62,73.39,0,-1,1]
[0.15,1220,0.33,1.8,26.62,73.400000000000006,0,-1,1]
[0.15,1220,0.33,3.6,26.61,73.430000000000007,0,-1,1]
[0.15,1220,0.33,7.2,26.61,73.5,0,-1,1]
[0.15,1220,0.33,10.8,26.6,73.58,0,-1,1]
[0.15,1220,0.33,14.4,26.6,73.7,0,-1,1]
[0.15,1220,0.33,18,26.6,73.87,0,-1,1]
[0.15,1220,0.33,27,26.6,74.06,0,-1,1]
[0.15,1220,0.33,36,26.6,74.25,0,-1,1]
[0.15,1240,0.33,0.18,26.98,73.03,0,-1,0.98]
[0.15,1240,0.33,0.27,26.81,73.2,0,-1,0.99]
[0.15,1240,0.33,0.36,26.74,73.27,0,-1,1]
[0.15,1240,0.33,0.45,26.7,73.31,0,-1,1]
[0.15,1240,0.33,0.54,26.68,73.33,0,-1,1]
[0.15,1240,0.33,0.63,26.67,73.34,0,-1,1]
[0.15,1240,0.33,0.72,26.65,73.36,0,-1,1]
[0.15,1240,0.33,1.08,26.63,73.38,0,-1,1]
[0.15,1240,0.33,1.44,26.62,73.39,0,-1,1]
[0.15,1240,0.33,1.8,26.62,73.400000000000006,0,-1,1]
[0.15,1240,0.33,3.6,26.61,73.430000000000007,0,-1,1]
[0.15,1240,0.33,7.2,26.61,73.5,0,-1,1]
[0.15,1240,0.33,10.8,26.6,73.58,0,-1,1]
[0.15,1240,0.33,14.4,26.6,73.7,0,-1,1]
[0.15,1240,0.33,18,26.6,73.87,0,-1,1]
[0.15,1240,0.33,27,26.6,74.06,0,-1,1]
[0.15,1240,0.33,36,26.6,74.25,0,-1,1]
[0.16,1260,0.33,0.18,26.98,73.03,0,-1,0.98]
[0.16,1260,0.33,0.27,26.81,73.2,0,-1,0.99]
[0.16,1260,0.33,0.36,26.74,73.27,0,-1,1]
[0.16,1260,0.33,0.45,26.7,73.31,0,-1,1]
[0.16,1260,0.33,0.54,26.68,73.33,0,-1,1]
[0.16,1260,0.33,0.63,26.67,73.34,0,-1,1]
[0.16,1260,0.33,0.72,26.66,73.36,0,-1,1]
[0.16,1260,0.33,1.08,26.63,73.38,0,-1,1]
[0.16,1260,0.33,1.44,26.62,73.39,0,-1,1]
[0.16,1260,0.33,1.8,26.62,73.400000000000006,0,-1,1]
[0.16,1260,0.33,3.6,26.61,73.430000000000007,0,-1,1]
[0.16,1260,0.33,7.2,26.61,73.5,0,-1,1]
[0.16,1260,0.33,10.8,26.6,73.58,0,-1,1]
[0.16,1260,0.33,14.4,26.6,73.7,0,-1,1]
[0.16,1260,0.33,18,26.6,73.87,0,-1,1]
[0.16,1260,0.33,27,26.6,74.06,0,-1,1]
[0.16,1260,0.33,36,26.6,74.25,0,-1,1]
[0.16,1280,0.33,0.18,26.98,73.03,0,-1,0.98]
[0.16,1280,0.33,0.27,26.81,73.2,0,-1,0.99]
[0.16,1280,0.33,0.36,26.74,73.27,0,-1,1]
[0.16,1280,0.33,0.45,26.7,73.31,0,-1,1]
[0.16,1280,0.33,0.54,26.68,73.33,0,-1,1]
[0.16,1280,0.33,0.63,26.67,73.34,0,-1,1]
[0.16,1280,0.33,0.72,26.66,73.36,0,-1,1]
[0.16,1280,0.33,1.08,26.63,73.38,0,-1,1]
[0.16,1280,0.33,1.44,26.62,73.39,0,-1,1]
[0.16,1280,0.33,1.8,26.62,73.400000000000006,0,-1,1]
[0.16,1280,0.33,3.6,26.61,73.430000000000007,0,-1,1]
[0.16,1280,0.33,7.2,26.61,73.5,0,-1,1]
[0.16,1280,0.33,10.8,26.6,73.58,0,-1,1]
[0.16,1280,0.33,14.4,26.6,73.7,0,-1,1]
[0.16,1280,0.33,18,26.6,73.87,0,-1,1]
[0.16,1280,0.33,27,26.6,74.06,0,-1,1]
[0.16,1280,0.33,36,26.6,74.25,0,-1,1]
[0.16,1300,0.33,0.18,26.98,73.03,0,-1,0.98]
[0.16,1300,0.33,0.27,26.81,73.2,0,-1,0.99]
[0.16,1300,0.33,0.36,26.74,73.27,0,-1,1]
[0.16,1300,0.33,0.45,26.7,73.31,0,-1,1]
[0.16,1300,0.33,0.54,26.68,73.33,0,-1,1]
[0.16,1300,0.33,0.63,26.67,73.34,0,-1,1]
[0.16,1300,0.33,0.72,26.66,73.36,0,-1,1]
[0.16,1300,0.33,1.08,26.63,73.38,0,-1,1]
[0.16,1300,0.33,1.44,26.62,73.39,0,-1,1]
[0.16,1300,0.33,1.8,26.62,73.400000000000006,0,-1,1]
[0.16,1300,0.33,3.6,26.61,73.430000000000007,0,-1,1]
[0.16,1300,0.33,7.2,26.61,73.5,0,-1,1]
[0.16,1300,0.33,10.8,26.6,73.58,0,-1,1]
[0.16,1300,0.33,14.4,26.6,73.7,0,-1,1]
[0.16,1300,0.33,18,26.6,73.87,0,-1,1]
[0.16,1300,0.33,27,26.6,74.06,0,-1,1]
[0.16,1300,0.33,36,26.6,74.25,0,-1,1]
[0.16,1320,0.33,0.18,26.98,73.03,0,-1,0.98]
[0.16,1320,0.33,0.27,26.81,73.2,0,-1,0.99]
[0.16,1320,0.33,0.36,26.74,73.27,0,-1,1]
[0.16,1320,0.33,0.45,26.7,73.3,0,-1,1]
[0.16,1320,0.33,0.54,26.68,73.33,0,-1,1]
[0.16,1320,0.33,0.63,26.67,73.34,0,-1,1]
[0.16,1320,0.33,0.72,26.66,73.36,0,-1,1]
[0.16,1320,0.33,1.08,26.63,73.38,0,-1,1]
[0.16,1320,0.33,1.44,26.62,73.39,0,-1,1]
[0.16,1320,0.33,1.8,26.62,73.400000000000006,0,-1,1]
[0.16,1320,0.33,3.6,26.61,73.430000000000007,0,-1,1]
[0.16,1320,0.33,7.2,26.61,73.5,0,-1,1]
[0.16,1320,0.33,10.8,26.6,73.58,0,-1,1]
[0.16,1320,0.33,14.4,26.6,73.7,0,-1,1]
[0.16,1320,0.33,18,26.6,73.87,0,-1,1]
[0.16,1320,0.33,27,26.6,74.06,0,-1,1]
[0.16,1320,0.33,36,26.6,74.25,0,-1,1]
[0.16,1340,0.33,0.18,26.98,73.02,0,-1,0.98]
[0.16,1340,0.33,0.27,26.81,73.2,0,-1,0.99]
[0.16,1340,0.33,0.36,26.74,73.27,0,-1,1]
[0.16,1340,0.33,0.45,26.7,73.3,0,-1,1]
[0.16,1340,0.33,0.54,26.68,73.33,0,-1,1]
[0.16,1340,0.33,0.63,26.67,73.34,0,-1,1]
[0.16,1340,0.33,0.72,26.66,73.36,0,-1,1]
[0.16,1340,0.33,1.08,26.63,73.38,0,-1,1]
[0.16,1340,0.33,1.44,26.62,73.39,0,-1,1]
[0.16,1340,0.33,1.8,26.62,73.400000000000006,0,-1,1]
[0.16,1340,0.33,3.6,26.61,73.430000000000007,0,-1,1]
[0.16,1340,0.33,7.2,26.61,73.5,0,-1,1]
[0.16,1340,0.33,10.8,26.6,73.58,0,-1,1]
[0.16,1340,0.33,14.4,26.6,73.7,0,-1,1]
[0.16,1340,0.33,18,26.6,73.87,0,-1,1]
[0.16,1340,0.33,27,26.6,74.06,0,-1,1]
[0.16,1340,0.33,36,26.6,74.25,0,-1,1]
[0.17,1360,0.33,0.18,26.98,73.02,0,-1,0.98]
[0.17,1360,0.33,0.27,26.81,73.2,0,-1,0.99]
[0.17,1360,0.33,0.36,26.74,73.27,0,-1,1]
[0.17,1360,0.33,0.45,26.7,73.3,0,-1,1]
[0.17,1360,0.33,0.54,26.68,73.33,0,-1,1]
[0.17,1360,0.33,0.63,26.67,73.34,0,-1,1]
[0.17,1360,0.33,0.72,26.66,73.349999999999994,0,-1,1]
[0.17,1360,0.33,1.08,26.63,73.38,0,-1,1]
[0.17,1360,0.33,1.44,26.62,73.39,0,-1,1]
[0.17,1360,0.33,1.8,26.62,73.400000000000006,0,-1,1]
[0.17,1360,0.33,3.6,26.61,73.430000000000007,0,-1,1]
[0.17,1360,0.33,7.2,26.61,73.5,0,-1,1]
[0.17,1360,0.33,10.8,26.6,73.58,0,-1,1]
[0.17,1360,0.33,14.4,26.6,73.7,0,-1,1]
[0.17,1360,0.33,18,26.6,73.87,0,-1,1]
[0.17,1360,0.33,27,26.6,74.06,0,-1,1]
[0.17,1360,0.33,36,26.6,74.25,0,-1,1]
[0.17,1380,0.33,0.18,26.99,73.02,0,-1,0.98]
[0.17,1380,0.33,0.27,26.81,73.2,0,-1,0.99]
[0.17,1380,0.33,0.36,26.74,73.27,0,-1,1]
[0.17,1380,0.33,0.45,26.7,73.3,0,-1,1]
[0.17,1380,0.33,0.54,26.68,73.33,0,-1,1]
[0.17,1380,0.33,0.63,26.67,73.34,0,-1,1]
[0.17,1380,0.33,0.72,26.66,73.349999999999994,0,-1,1]
[0.17,1380,0.33,1.08,26.63,73.38,0,-1,1]
[0.17,1380,0.33,1.44,26.62,73.39,0,-1,1]
[0.17,1380,0.33,1.8,26.62,73.400000000000006,0,-1,1]
[0.17,1380,0.33,3.6,26.61,73.430000000000007,0,-1,1]
[0.17,1380,0.33,7.2,26.61,73.5,0,-1,1]
[0.17,1380,0.33,10.8,26.6,73.58,0,-1,1]
[0.17,1380,0.33,14.4,26.6,73.7,0,-1,1]
[0.17,1380,0.33,18,26.6,73.87,0,-1,1]
[0.17,1380,0.33,27,26.6,74.06,0,-1,1]
[0.17,1380,0.33,36,26.6,74.25,0,-1,1]
[0.17,1400,0.33,0.18,26.99,73.02,0,-1,0.98]
[0.17,1400,0.33,0.27,26.81,73.2,0,-1,0.99]
[0.17,1400,0.33,0.36,26.74,73.260000000000005,0,-1,1]
[0.17,1400,0.33,0.45,26.7,73.3,0,-1,1]
[0.17,1400,0.33,0.54,26.68,73.33,0,-1,1]
[0.17,1400,0.33,0.63,26.67,73.34,0,-1,1]
[0.17,1400,0.33,0.72,26.66,73.349999999999994,0,-1,1]
[0.17,1400,0.33,1.08,26.63,73.38,0,-1,1]
[0.17,1400,0.33,1.44,26.62,73.39,0,-1,1]
[0.17,1400,0.33,1.8,26.62,73.400000000000006,0,-1,1]
[0.17,1400,0.33,3.6,26.61,73.430000000000007,0,-1,1]
[0.17,1400,0.33,7.2,26.61,73.5,0,-1,1]
[0.17,1400,0.33,10.8,26.6,73.58,0,-1,1]
[0.17,1400,0.33,14.4,26.6,73.7,0,-1,1]
[0.17,1400,0.33,18,26.6,73.87,0,-1,1]
[0.17,1400,0.33,27,26.6,74.06,0,-1,1]
[0.17,1400,0.33,36,26.6,74.25,0,-1,1]
[0.17,1420,0.33,0.18,26.99,73.02,0,-1,0.98]
[0.17,1420,0.33,0.27,26.81,73.19,0,-1,0.99]
[0.17,1420,0.33,0.36,26.74,73.260000000000005,0,-1,1]
[0.17,1420,0.33,0.45,26.7,73.3,0,-1,1]
[0.17,1420,0.33,0.54,26.68,73.33,0,-1,1]
[0.17,1420,0.33,0.63,26.67,73.34,0,-1,1]
[0.17,1420,0.33,0.72,26.66,73.349999999999994,0,-1,1]
[0.17,1420,0.33,1.08,26.63,73.38,0,-1,1]
[0.17,1420,0.33,1.44,26.62,73.39,0,-1,1]
[0.17,1420,0.33,1.8,26.62,73.400000000000006,0,-1,1]
[0.17,1420,0.33,3.6,26.61,73.430000000000007,0,-1,1]
[0.17,1420,0.33,7.2,26.61,73.5,0,-1,1]
[0.17,1420,0.33,10.8,26.6,73.58,0,-1,1]
[0.17,1420,0.33,14.4,26.6,73.7,0,-1,1]
[0.17,1420,0.33,18,26.6,73.87,0,-1,1]
[0.17,1420,0.33,27,26.6,74.06,0,-1,1]
[0.17,1420,0.33,36,26.6,74.25,0,-1,1]
[0.18,1440,0.33,0.18,26.99,73.02,0,-1,0.98]
[0.18,1440,0.33,0.27,26.81,73.19,0,-1,0.99]
[0.18,1440,0.33,0.36,26.74,73.260000000000005,0,-1,1]
[0.18,1440,0.33,0.45,26.71,73.3,0,-1,1]
[0.18,1440,0.33,0.54,26.68,73.33,0,-1,1]
[0.18,1440,0.33,0.63,26.67,73.34,0,-1,1]
[0.18,1440,0.33,0.72,26.66,73.349999999999994,0,-1,1]
[0.18,1440,0.33,1.08,26.63,73.38,0,-1,1]
[0.18,1440,0.33,1.44,26.62,73.39,0,-1,1]
[0.18,1440,0.33,1.8,26.62,73.400000000000006,0,-1,1]
[0.18,1440,0.33,3.6,26.61,73.430000000000007,0,-1,1]
[0.18,1440,0.33,7.2,26.61,73.5,0,-1,1]
[0.18,1440,0.33,10.8,26.6,73.58,0,-1,1]
[0.18,1440,0.33,14.4,26.6,73.7,0,-1,1]
[0.18,1440,0.33,18,26.6,73.87,0,-1,1]
[0.18,1440,0.33,27,26.6,74.06,0,-1,1]
[0.18,1440,0.33,36,26.6,74.25,0,-1,1]
[0.18,1460,0.33,0.18,26.99,73.02,0,-1,0.98]
[0.18,1460,0.33,0.27,26.81,73.19,0,-1,0.99]
[0.18,1460,0.33,0.36,26.74,73.260000000000005,0,-1,1]
[0.18,1460,0.33,0.45,26.71,73.3,0,-1,1]
[0.18,1460,0.33,0.54,26.68,73.33,0,-1,1]
[0.18,1460,0.33,0.63,26.67,73.34,0,-1,1]
[0.18,1460,0.33,0.72,26.66,73.349999999999994,0,-1,1]
[0.18,1460,0.33,1.08,26.63,73.38,0,-1,1]
[0.18,1460,0.33,1.44,26.62,73.39,0,-1,1]
[0.18,1460,0.33,1.8,26.62,73.400000000000006,0,-1,1]
[0.18,1460,0.33,3.6,26.61,73.430000000000007,0,-1,1]
[0.18,1460,0.33,7.2,26.61,73.5,0,-1,1]
[0.18,1460,0.33,10.8,26.6,73.58,0,-1,1]
[0.18,1460,0.33,14.4,26.6,73.7,0,-1,1]
[0.18,1460,0.33,18,26.6,73.87,0,-1,1]
[0.18,1460,0.33,27,26.6,74.06,0,-1,1]
[0.18,1460,0.33,36,26.6,74.25,0,-1,1]
[0.18,1480,0.33,0.18,26.99,73.02,0,-1,0.98]
[0.18,1480,0.33,0.27,26.82,73.19,0,-1,0.99]
[0.18,1480,0.33,0.36,26.75,73.260000000000005,0,-1,1]
[0.18,1480,0.33,0.45,26.71,73.3,0,-1,1]
[0.18,1480,0.33,0.54,26.68,73.33,0,-1,1]
[0.18,1480,0.33,0.63,26.67,73.34,0,-1,1]
[0.18,1480,0.33,0.72,26.66,73.349999999999994,0,-1,1]
[0.18,1480,0.33,1.08,26.63,73.38,0,-1,1]
[0.18,1480,0.33,1.44,26.62,73.39,0,-1,1]
[0.18,1480,0.33,1.8,26.62,73.400000000000006,0,-1,1]
[0.18,1480,0.33,3.6,26.61,73.430000000000007,0,-1,1]
[0.18,1480,0.33,7.2,26.61,73.5,0,-1,1]
[0.18,1480,0.33,10.8,26.6,73.58,0,-1,1]
[0.18,1480,0.33,14.4,26.6,73.7,0,-1,1]
[0.18,1480,0.33,18,26.6,73.87,0,-1,1]
[0.18,1480,0.33,27,26.6,74.06,0,-1,1]
[0.18,1480,0.33,36,26.6,74.25,0,-1,1]
[0.04,20,0.17,0.18,26.63,34.26,39.46,0.03,1.1399999999999999]
[0.04,20,0.17,0.27,26.62,38.700000000000003,35.020000000000003,0.03,1.17]
[0.04,20,0.17,0.36,26.62,42.2,31.52,0.03,1.18]
[0.04,20,0.17,0.45,26.62,45.1,28.61,0.03,1.19]
[0.04,20,0.17,0.54,26.62,47.6,26.1,0.03,1.2]
[0.04,20,0.17,0.63,26.61,49.78,23.94,0.04,1.2]
[0.04,20,0.17,0.72,26.61,51.67,22.05,0.04,1.21]
[0.04,20,0.17,1.08,26.61,57.16,16.53,0.05,1.22]
[0.04,20,0.17,1.44,26.61,60.64,13.06,0.06,1.22]
[0.04,20,0.17,1.8,26.61,62.95,10.71,0.08,1.23]
[0.04,20,0.17,3.6,26.61,68.11,5.53,0.16,1.23]
[0.04,20,0.17,7.2,26.6,70.75,2.9,0.35,1.23]
[0.04,20,0.17,10.8,26.6,71.81,1.87,0.59,1.23]
[0.04,20,0.17,14.4,26.6,72.44,1.38,0.84,1.23]
[0.04,20,0.17,18,26.6,72.89,1.01,1.08,1.24]
[0.04,20,0.17,27,26.6,73.63,0.51,2.2799999999999998,1.24]
[0.04,20,0.17,36,26.6,73.930000000000007,0.32,6.83,1.24]
[0.04,40,0.17,0.18,26.66,45.56,27.93,0.04,1.02]
[0.04,40,0.17,0.27,26.65,49.61,23.89,0.05,1.05]
[0.04,40,0.17,0.36,26.64,52.49,21.03,0.05,1.06]
[0.04,40,0.17,0.45,26.63,54.7,18.809999999999999,0.06,1.08]
[0.04,40,0.17,0.54,26.63,56.51,17.010000000000002,0.06,1.08]
[0.04,40,0.17,0.63,26.62,58.06,15.46,7.0000000000000007E-2,1.0900000000000001]
[0.04,40,0.17,0.72,26.62,59.37,14.16,7.0000000000000007E-2,1.0900000000000001]
[0.04,40,0.17,1.08,26.62,63.02,10.51,0.1,1.1000000000000001]
[0.04,40,0.17,1.44,26.61,65.23,8.2899999999999991,0.12,1.1100000000000001]
[0.04,40,0.17,1.8,26.61,66.7,6.81,0.15,1.1100000000000001]
[0.04,40,0.17,3.6,26.61,69.900000000000006,3.59,0.35,1.1200000000000001]
[0.04,40,0.17,7.2,26.6,71.56,2.0099999999999998,0.69,1.1200000000000001]
[0.04,40,0.17,10.8,26.6,72.319999999999993,1.34,0.93,1.1200000000000001]
[0.04,40,0.17,14.4,26.6,72.81,0.95,1.28,1.1200000000000001]
[0.04,40,0.17,18,26.6,73.2,0.68,1.95,1.1200000000000001]
[0.04,40,0.17,27,26.6,73.7,0.39,6.83,1.1200000000000001]
[0.04,40,0.17,36,26.6,73.98,0.28999999999999998,10.25,1.1200000000000001]
[0.04,60,0.17,0.18,26.7,52.8,20.62,0.06,0.97]
[0.04,60,0.17,0.27,26.67,56.31,17.13,0.08,1.01]
[0.04,60,0.17,0.36,26.65,58.66,14.81,0.08,1.03]
[0.04,60,0.17,0.45,26.64,60.37,13.09,0.09,1.04]
[0.04,60,0.17,0.54,26.64,61.78,11.7,0.1,1.05]
[0.04,60,0.17,0.63,26.63,62.93,10.56,0.11,1.05]
[0.04,60,0.17,0.72,26.63,63.86,9.6199999999999992,0.12,1.06]
[0.04,60,0.17,1.08,26.62,66.34,7.11,0.17,1.06]
[0.04,60,0.17,1.44,26.61,67.8,5.68,0.23,1.07]
[0.04,60,0.17,1.8,26.61,68.73,4.75,0.28999999999999998,1.07]
[0.04,60,0.17,3.6,26.61,70.81,2.7,0.56999999999999995,1.08]
[0.04,60,0.17,7.2,26.6,72.08,1.48,1.08,1.08]
[0.04,60,0.17,10.8,26.6,72.64,0.94,1.52,1.08]
[0.04,60,0.17,14.4,26.6,73.040000000000006,0.7,2.73,1.08]
[0.04,60,0.17,18,26.6,73.349999999999994,0.54,5.86,1.08]
[0.04,60,0.17,27,26.6,73.73,0.36,8.1999999999999993,1.08]
[0.04,60,0.17,36,26.6,74.02,0.28000000000000003,20.49,1.08]
[0.05,80,0.17,0.18,26.74,57.74,15.63,0.09,0.95]
[0.05,80,0.17,0.27,26.69,60.84,12.59,0.11,0.99]
[0.05,80,0.17,0.36,26.67,62.71,10.74,0.13,1.01]
[0.05,80,0.17,0.45,26.66,64.06,9.4,0.15,1.02]
[0.05,80,0.17,0.54,26.65,65.11,8.3699999999999992,0.17,1.03]
[0.05,80,0.17,0.63,26.64,65.94,7.53,0.19,1.03]
[0.05,80,0.17,0.72,26.64,66.599999999999994,6.85,0.21,1.04]
[0.05,80,0.17,1.08,26.62,68.31,5.15,0.28999999999999998,1.05]
[0.05,80,0.17,1.44,26.62,69.3,4.17,0.36,1.05]
[0.05,80,0.17,1.8,26.61,69.97,3.51,0.44,1.05]
[0.05,80,0.17,3.6,26.61,71.45,2.04,0.87,1.06]
[0.05,80,0.17,7.2,26.61,72.41,1.1200000000000001,1.64,1.06]
[0.05,80,0.17,10.8,26.6,72.86,0.78,3.15,1.06]
[0.05,80,0.17,14.4,26.6,73.14,0.61,6.83,1.06]
[0.05,80,0.17,18,26.6,73.42,0.51,6.83,1.06]
[0.05,80,0.17,27,26.6,73.790000000000006,0.33,13.66,1.06]
[0.05,80,0.17,36,26.6,74.02,0.25,20.49,1.06]
[0.05,100,0.17,0.18,26.78,61.21,12.09,0.14000000000000001,0.94]
[0.05,100,0.17,0.27,26.72,63.87,9.51,0.18,0.98]
[0.05,100,0.17,0.36,26.69,65.36,8.0500000000000007,0.21,1]
[0.05,100,0.17,0.45,26.67,66.41,6.98,0.24,1.01]
[0.05,100,0.17,0.54,26.66,67.23,6.2,0.27,1.02]
[0.05,100,0.17,0.63,26.65,67.87,5.54,0.28999999999999998,1.02]
[0.05,100,0.17,0.72,26.64,68.349999999999994,5.0599999999999996,0.33,1.03]
[0.05,100,0.17,1.08,26.63,69.63,3.81,0.46,1.04]
[0.05,100,0.17,1.44,26.62,70.33,3.1,0.56000000000000005,1.04]
[0.05,100,0.17,1.8,26.62,70.83,2.62,0.67,1.04]
[0.05,100,0.17,3.6,26.61,71.92,1.58,1.28,1.05]
[0.05,100,0.17,7.2,26.61,72.62,0.94,2.93,1.05]
[0.05,100,0.17,10.8,26.6,72.95,0.68,6.83,1.05]
[0.05,100,0.17,14.4,26.6,73.2,0.56999999999999995,6.83,1.05]
[0.05,100,0.17,18,26.6,73.47,0.43,8.1999999999999993,1.05]
[0.05,100,0.17,27,26.6,73.83,0.28000000000000003,20.49,1.05]
[0.05,100,0.17,36,26.6,74.06,0.19,40.99,1.05]
[0.05,120,0.17,0.18,26.81,63.7,9.59,0.19,0.93]
[0.05,120,0.17,0.27,26.74,65.97,7.35,0.24,0.97]
[0.05,120,0.17,0.36,26.7,67.23,6.13,0.3,0.99]
[0.05,120,0.17,0.45,26.68,68.09,5.27,0.34,1]
[0.05,120,0.17,0.54,26.67,68.739999999999995,4.66,0.39,1.01]
[0.05,120,0.17,0.63,26.65,69.22,4.2,0.46,1.02]
[0.05,120,0.17,0.72,26.65,69.59,3.85,0.49,1.02]
[0.05,120,0.17,1.08,26.63,70.569999999999993,2.88,0.65,1.03]
[0.05,120,0.17,1.44,26.62,71.099999999999994,2.36,0.89,1.03]
[0.05,120,0.17,1.8,26.62,71.42,2.0499999999999998,1.08,1.03]
[0.05,120,0.17,3.6,26.61,72.22,1.29,2.0499999999999998,1.04]
[0.05,120,0.17,7.2,26.61,72.75,0.78,4.55,1.04]
[0.05,120,0.17,10.8,26.6,73.02,0.61,6.83,1.04]
[0.05,120,0.17,14.4,26.6,73.28,0.46,8.1999999999999993,1.04]
[0.05,120,0.17,18,26.6,73.53,0.34,8.1999999999999993,1.04]
[0.05,120,0.17,27,26.6,73.83,0.22,40.99,1.04]
[0.05,120,0.17,36,26.6,74.06,0.18,40.99,1.04]
[0.06,140,0.17,0.18,26.85,65.55,7.65,0.25,0.93]
[0.06,140,0.17,0.27,26.76,67.510000000000005,5.81,0.37,0.97]
[0.06,140,0.17,0.36,26.71,68.56,4.8,0.41,0.99]
[0.06,140,0.17,0.45,26.69,69.31,4.07,0.49,1]
[0.06,140,0.17,0.54,26.67,69.8,3.6,0.56999999999999995,1.01]
[0.06,140,0.17,0.63,26.66,70.180000000000007,3.22,0.61,1.01]
[0.06,140,0.17,0.72,26.65,70.48,2.94,0.71,1.02]
[0.06,140,0.17,1.08,26.63,71.23,2.2000000000000002,1,1.02]
[0.06,140,0.17,1.44,26.62,71.59,1.85,1.24,1.03]
[0.06,140,0.17,1.8,26.62,71.83,1.61,1.46,1.03]
[0.06,140,0.17,3.6,26.61,72.44,1.01,2.93,1.03]
[0.06,140,0.17,7.2,26.61,72.84,0.68,6.83,1.03]
[0.06,140,0.17,10.8,26.6,73.099999999999994,0.48,6.83,1.03]
[0.06,140,0.17,14.4,26.6,73.34,0.37,8.1999999999999993,1.03]
[0.06,140,0.17,18,26.6,73.59,0.28000000000000003,13.66,1.03]
[0.06,140,0.17,27,26.6,73.849999999999994,0.22,40.99,1.03]
[0.06,140,0.17,36,26.6,74.09,0.18,40.99,1.03]
[0.06,160,0.17,0.18,26.88,66.95,6.2,0.33,0.93]
[0.06,160,0.17,0.27,26.78,68.69,4.5599999999999996,0.45,0.97]
[0.06,160,0.17,0.36,26.73,69.599999999999994,3.71,0.56999999999999995,0.99]
[0.06,160,0.17,0.45,26.7,70.22,3.11,0.66,1]
[0.06,160,0.17,0.54,26.68,70.63,2.73,0.75,1.01]
[0.06,160,0.17,0.63,26.67,70.92,2.44,0.93,1.01]
[0.06,160,0.17,0.72,26.66,71.16,2.21,0.98,1.01]
[0.06,160,0.17,1.08,26.63,71.7,1.68,1.41,1.02]
[0.06,160,0.17,1.44,26.62,71.959999999999994,1.45,1.95,1.02]
[0.06,160,0.17,1.8,26.62,72.13,1.29,2.41,1.03]
[0.06,160,0.17,3.6,26.61,72.58,0.87,4.55,1.03]
[0.06,160,0.17,7.2,26.61,72.930000000000007,0.56000000000000005,6.83,1.03]
[0.06,160,0.17,10.8,26.6,73.17,0.41,8.1999999999999993,1.03]
[0.06,160,0.17,14.4,26.6,73.38,0.32,20.49,1.03]
[0.06,160,0.17,18,26.6,73.62,0.26,40.99,1.03]
[0.06,160,0.17,27,26.6,73.86,0.22,40.99,1.03]
[0.06,160,0.17,36,26.6,74.09,0.15,40.99,1.03]
[7.0000000000000007E-2,180,0.17,0.18,26.91,68.099999999999994,5.0599999999999996,0.43,0.93]
[7.0000000000000007E-2,180,0.17,0.27,26.79,69.63,3.62,0.67,0.97]
[7.0000000000000007E-2,180,0.17,0.36,26.74,70.38,2.93,0.82,0.99]
[7.0000000000000007E-2,180,0.17,0.45,26.71,70.930000000000007,2.4,0.98,1]
[7.0000000000000007E-2,180,0.17,0.54,26.69,71.25,2.11,1.1399999999999999,1]
[7.0000000000000007E-2,180,0.17,0.63,26.67,71.48,1.87,1.21,1.01]
[7.0000000000000007E-2,180,0.17,0.72,26.66,71.650000000000006,1.71,1.58,1.01]
[7.0000000000000007E-2,180,0.17,1.08,26.64,72.040000000000006,1.33,2.41,1.02]
[7.0000000000000007E-2,180,0.17,1.44,26.63,72.209999999999994,1.18,2.56,1.02]
[7.0000000000000007E-2,180,0.17,1.8,26.62,72.36,1.04,2.73,1.02]
[7.0000000000000007E-2,180,0.17,3.6,26.61,72.7,0.72,5.12,1.03]
[7.0000000000000007E-2,180,0.17,7.2,26.61,73.010000000000005,0.49,8.1999999999999993,1.03]
[7.0000000000000007E-2,180,0.17,10.8,26.6,73.209999999999994,0.38,20.49,1.03]
[7.0000000000000007E-2,180,0.17,14.4,26.6,73.41,0.31,20.49,1.03]
[7.0000000000000007E-2,180,0.17,18,26.6,73.63,0.25,40.99,1.03]
[7.0000000000000007E-2,180,0.17,27,26.6,73.88,0.19,40.99,1.03]
[7.0000000000000007E-2,180,0.17,36,26.6,74.11,0.15,40.99,1.03]
[7.0000000000000007E-2,200,0.17,0.18,26.94,68.98,4.1100000000000003,0.57999999999999996,0.93]
[7.0000000000000007E-2,200,0.17,0.27,26.81,70.33,2.89,0.93,0.97]
[7.0000000000000007E-2,200,0.17,0.36,26.75,71,2.25,1.1399999999999999,0.99]
[7.0000000000000007E-2,200,0.17,0.45,26.71,71.459999999999994,1.82,1.58,1]
[7.0000000000000007E-2,200,0.17,0.54,26.69,71.69,1.62,1.86,1]
[7.0000000000000007E-2,200,0.17,0.63,26.67,71.84,1.49,2.16,1.01]
[7.0000000000000007E-2,200,0.17,0.72,26.66,71.98,1.38,2.2799999999999998,1.01]
[7.0000000000000007E-2,200,0.17,1.08,26.64,72.28,1.1000000000000001,3.15,1.02]
[7.0000000000000007E-2,200,0.17,1.44,26.63,72.430000000000007,0.97,3.15,1.02]
[7.0000000000000007E-2,200,0.17,1.8,26.62,72.56,0.86,4.0999999999999996,1.02]
[7.0000000000000007E-2,200,0.17,3.6,26.61,72.81,0.64,6.83,1.02]
[7.0000000000000007E-2,200,0.17,7.2,26.61,73.08,0.43,13.66,1.02]
[7.0000000000000007E-2,200,0.17,10.8,26.6,73.239999999999995,0.35,20.49,1.02]
[7.0000000000000007E-2,200,0.17,14.4,26.6,73.44,0.28000000000000003,20.49,1.02]
[7.0000000000000007E-2,200,0.17,18,26.6,73.650000000000006,0.23,40.99,1.02]
[7.0000000000000007E-2,200,0.17,27,26.6,73.900000000000006,0.18,40.99,1.02]
[7.0000000000000007E-2,200,0.17,36,26.6,74.13,0.14000000000000001,40.99,1.02]
[7.0000000000000007E-2,220,0.17,0.18,26.96,69.67,3.37,0.72,0.93]
[7.0000000000000007E-2,220,0.17,0.27,26.82,70.84,2.34,1.32,0.97]
[7.0000000000000007E-2,220,0.17,0.36,26.76,71.430000000000007,1.83,1.64,0.99]
[7.0000000000000007E-2,220,0.17,0.45,26.72,71.8,1.51,2.41,1]
[7.0000000000000007E-2,220,0.17,0.54,26.69,71.97,1.36,2.56,1]
[7.0000000000000007E-2,220,0.17,0.63,26.68,72.11,1.24,2.73,1.01]
[7.0000000000000007E-2,220,0.17,0.72,26.67,72.23,1.1399999999999999,2.73,1.01]
[7.0000000000000007E-2,220,0.17,1.08,26.64,72.48,0.9,3.73,1.01]
[7.0000000000000007E-2,220,0.17,1.44,26.63,72.61,0.79,4.55,1.02]
[7.0000000000000007E-2,220,0.17,1.8,26.62,72.7,0.72,5.12,1.02]
[7.0000000000000007E-2,220,0.17,3.6,26.61,72.91,0.54,8.1999999999999993,1.02]
[7.0000000000000007E-2,220,0.17,7.2,26.61,73.11,0.4,20.49,1.02]
[7.0000000000000007E-2,220,0.17,10.8,26.6,73.28,0.31,20.49,1.02]
[7.0000000000000007E-2,220,0.17,14.4,26.6,73.47,0.23,40.99,1.02]
[7.0000000000000007E-2,220,0.17,18,26.6,73.67,0.21,40.99,1.02]
[7.0000000000000007E-2,220,0.17,27,26.6,73.92,0.17,40.99,1.02]
[7.0000000000000007E-2,220,0.17,36,26.6,74.13,0.1,40.99,1.02]
[0.08,240,0.17,0.18,26.99,70.25,2.78,0.93,0.93]
[0.08,240,0.17,0.27,26.83,71.260000000000005,1.93,1.52,0.97]
[0.08,240,0.17,0.36,26.76,71.8,1.47,2.0499999999999998,0.99]
[0.08,240,0.17,0.45,26.72,72.069999999999993,1.22,2.56,0.99]
[0.08,240,0.17,0.54,26.7,72.239999999999995,1.0900000000000001,2.93,1]
[0.08,240,0.17,0.63,26.68,72.349999999999994,1,4.0999999999999996,1]
[0.08,240,0.17,0.72,26.67,72.430000000000007,0.93,4.0999999999999996,1.01]
[0.08,240,0.17,1.08,26.64,72.64,0.74,5.86,1.01]
[0.08,240,0.17,1.44,26.63,72.75,0.65,6.83,1.02]
[0.08,240,0.17,1.8,26.62,72.8,0.61,8.1999999999999993,1.02]
[0.08,240,0.17,3.6,26.61,72.97,0.47,13.66,1.02]
[0.08,240,0.17,7.2,26.61,73.150000000000006,0.34,20.49,1.02]
[0.08,240,0.17,10.8,26.6,73.31,0.27,20.49,1.02]
[0.08,240,0.17,14.4,26.6,73.489999999999995,0.22,40.99,1.02]
[0.08,240,0.17,18,26.6,73.680000000000007,0.21,40.99,1.02]
[0.08,240,0.17,27,26.6,73.930000000000007,0.14000000000000001,40.99,1.02]
[0.08,240,0.17,36,26.6,74.16,0.1,40.99,1.02]
[0.08,260,0.17,0.18,27.01,70.7,2.33,1.24,0.93]
[0.08,260,0.17,0.27,26.84,71.64,1.55,1.78,0.97]
[0.08,260,0.17,0.36,26.77,72.069999999999993,1.18,2.93,0.99]
[0.08,260,0.17,0.45,26.73,72.3,0.99,4.0999999999999996,0.99]
[0.08,260,0.17,0.54,26.7,72.42,0.89,4.55,1]
[0.08,260,0.17,0.63,26.68,72.510000000000005,0.8,4.55,1]
[0.08,260,0.17,0.72,26.67,72.599999999999994,0.74,4.55,1.01]
[0.08,260,0.17,1.08,26.64,72.760000000000005,0.61,6.83,1.01]
[0.08,260,0.17,1.44,26.63,72.84,0.55000000000000004,8.1999999999999993,1.01]
[0.08,260,0.17,1.8,26.62,72.89,0.51,10.25,1.02]
[0.08,260,0.17,3.6,26.61,73.02,0.42,13.66,1.02]
[0.08,260,0.17,7.2,26.61,73.19,0.32,20.49,1.02]
[0.08,260,0.17,10.8,26.61,73.349999999999994,0.25,20.49,1.02]
[0.08,260,0.17,14.4,26.6,73.510000000000005,0.21,40.99,1.02]
[0.08,260,0.17,18,26.6,73.7,0.18,40.99,1.02]
[0.08,260,0.17,27,26.6,73.95,0.12,40.99,1.02]
[0.08,260,0.17,36,26.6,74.180000000000007,0.08,40.99,1.02]
[0.09,280,0.17,0.18,27.03,71.150000000000006,1.83,1.41,0.93]
[0.09,280,0.17,0.27,26.86,72.010000000000005,1.1299999999999999,2.73,0.97]
[0.09,280,0.17,0.36,26.78,72.31,0.92,4.0999999999999996,0.99]
[0.09,280,0.17,0.45,26.73,72.5,0.77,4.55,0.99]
[0.09,280,0.17,0.54,26.71,72.62,0.69,5.86,1]
[0.09,280,0.17,0.63,26.69,72.7,0.64,6.83,1]
[0.09,280,0.17,0.72,26.67,72.75,0.6,8.1999999999999993,1.01]
[0.09,280,0.17,1.08,26.64,72.89,0.5,10.25,1.01]
[0.09,280,0.17,1.44,26.63,72.930000000000007,0.48,13.66,1.01]
[0.09,280,0.17,1.8,26.62,72.959999999999994,0.46,13.66,1.01]
[0.09,280,0.17,3.6,26.61,73.08,0.36,20.49,1.02]
[0.09,280,0.17,7.2,26.61,73.23,0.28000000000000003,20.49,1.02]
[0.09,280,0.17,10.8,26.61,73.38,0.2,40.99,1.02]
[0.09,280,0.17,14.4,26.6,73.53,0.16,40.99,1.02]
[0.09,280,0.17,18,26.6,73.73,0.15,40.99,1.02]
[0.09,280,0.17,27,26.6,73.97,0.11,40.99,1.02]
[0.09,280,0.17,36,26.6,74.2,0.05,40.99,1.02]
[0.09,300,0.17,0.18,27.05,71.39,1.57,1.71,0.93]
[0.09,300,0.17,0.27,26.86,72.19,0.97,3.42,0.97]
[0.09,300,0.17,0.36,26.78,72.45,0.79,5.12,0.99]
[0.09,300,0.17,0.45,26.74,72.63,0.66,5.86,0.99]
[0.09,300,0.17,0.54,26.71,72.72,0.61,6.83,1]
[0.09,300,0.17,0.63,26.69,72.78,0.56999999999999995,8.1999999999999993,1]
[0.09,300,0.17,0.72,26.67,72.83,0.53,10.25,1]
[0.09,300,0.17,1.08,26.64,72.94,0.45,13.66,1.01]
[0.09,300,0.17,1.44,26.63,72.98,0.42,13.66,1.01]
[0.09,300,0.17,1.8,26.62,73.010000000000005,0.4,13.66,1.01]
[0.09,300,0.17,3.6,26.61,73.11,0.33,20.49,1.01]
[0.09,300,0.17,7.2,26.61,73.27,0.22,20.49,1.02]
[0.09,300,0.17,10.8,26.61,73.400000000000006,0.18,40.99,1.02]
[0.09,300,0.17,14.4,26.6,73.55,0.16,40.99,1.02]
[0.09,300,0.17,18,26.6,73.739999999999995,0.15,40.99,1.02]
[0.09,300,0.17,27,26.6,73.989999999999995,0.08,40.99,1.02]
[0.09,300,0.17,36,26.6,74.22,0.04,40.99,1.02]
[0.09,320,0.17,0.18,27.07,71.75,1.21,2.16,0.93]
[0.09,320,0.17,0.27,26.87,72.42,0.73,4.0999999999999996,0.97]
[0.09,320,0.17,0.36,26.79,72.64,0.59,5.86,0.99]
[0.09,320,0.17,0.45,26.74,72.760000000000005,0.51,10.25,0.99]
[0.09,320,0.17,0.54,26.71,72.83,0.47,10.25,1]
[0.09,320,0.17,0.63,26.69,72.88,0.42,10.25,1]
[0.09,320,0.17,0.72,26.68,72.930000000000007,0.4,13.66,1]
[0.09,320,0.17,1.08,26.65,73.02,0.35,13.66,1.01]
[0.09,320,0.17,1.44,26.63,73.06,0.33,20.49,1.01]
[0.09,320,0.17,1.8,26.62,73.08,0.31,20.49,1.01]
[0.09,320,0.17,3.6,26.61,73.17,0.26,20.49,1.01]
[0.09,320,0.17,7.2,26.61,73.319999999999993,0.19,40.99,1.01]
[0.09,320,0.17,10.8,26.61,73.430000000000007,0.17,40.99,1.01]
[0.09,320,0.17,14.4,26.6,73.58,0.14000000000000001,40.99,1.01]
[0.09,320,0.17,18,26.6,73.77,0.11,40.99,1.01]
[0.09,320,0.17,27,26.6,74.010000000000005,0.06,40.99,1.01]
[0.09,320,0.17,36,26.6,74.25,0.01,40.99,1.01]
[0.1,340,0.17,0.18,27.09,72.02,0.89,2.56,0.93]
[0.1,340,0.17,0.27,26.88,72.569999999999993,0.54,5.86,0.97]
[0.1,340,0.17,0.36,26.79,72.760000000000005,0.45,8.1999999999999993,0.99]
[0.1,340,0.17,0.45,26.74,72.849999999999994,0.42,10.25,0.99]
[0.1,340,0.17,0.54,26.71,72.91,0.39,20.49,1]
[0.1,340,0.17,0.63,26.69,72.95,0.37,20.49,1]
[0.1,340,0.17,0.72,26.68,72.989999999999995,0.35,20.49,1]
[0.1,340,0.17,1.08,26.65,73.069999999999993,0.31,20.49,1.01]
[0.1,340,0.17,1.44,26.63,73.099999999999994,0.3,20.49,1.01]
[0.1,340,0.17,1.8,26.62,73.13,0.28999999999999998,20.49,1.01]
[0.1,340,0.17,3.6,26.61,73.209999999999994,0.23,20.49,1.01]
[0.1,340,0.17,7.2,26.61,73.34,0.17,40.99,1.01]
[0.1,340,0.17,10.8,26.61,73.45,0.13,40.99,1.01]
[0.1,340,0.17,14.4,26.6,73.599999999999994,0.1,40.99,1.01]
[0.1,340,0.17,18,26.6,73.790000000000006,0.09,40.99,1.01]
[0.1,340,0.17,27,26.6,74.040000000000006,0.03,40.99,1.01]
[0.1,340,0.17,36,26.6,74.25,0,-1,1.01]
[0.1,360,0.17,0.18,27.11,72.209999999999994,0.69,5.12,0.94]
[0.1,360,0.17,0.27,26.89,72.680000000000007,0.45,10.25,0.97]
[0.1,360,0.17,0.36,26.8,72.819999999999993,0.4,20.49,0.99]
[0.1,360,0.17,0.45,26.75,72.900000000000006,0.38,20.49,0.99]
[0.1,360,0.17,0.54,26.72,72.95,0.36,20.49,1]
[0.1,360,0.17,0.63,26.7,73,0.33,20.49,1]
[0.1,360,0.17,0.72,26.68,73.040000000000006,0.31,20.49,1]
[0.1,360,0.17,1.08,26.65,73.12,0.26,20.49,1.01]
[0.1,360,0.17,1.44,26.63,73.150000000000006,0.25,20.49,1.01]
[0.1,360,0.17,1.8,26.62,73.17,0.23,20.49,1.01]
[0.1,360,0.17,3.6,26.61,73.260000000000005,0.17,20.49,1.01]
[0.1,360,0.17,7.2,26.61,73.37,0.12,40.99,1.01]
[0.1,360,0.17,10.8,26.61,73.48,0.11,40.99,1.01]
[0.1,360,0.17,14.4,26.6,73.62,0.09,40.99,1.01]
[0.1,360,0.17,18,26.6,73.81,0.06,40.99,1.01]
[0.1,360,0.17,27,26.6,74.06,0.01,40.99,1.01]
[0.1,360,0.17,36,26.6,74.25,0,-1,1.01]
[0.11,380,0.17,0.18,27.12,72.34,0.56000000000000005,6.83,0.94]
[0.11,380,0.17,0.27,26.9,72.75,0.37,20.49,0.97]
[0.11,380,0.17,0.36,26.8,72.87,0.35,20.49,0.99]
[0.11,380,0.17,0.45,26.75,72.95,0.32,20.49,0.99]
[0.11,380,0.17,0.54,26.72,73,0.28999999999999998,20.49,1]
[0.11,380,0.17,0.63,26.7,73.05,0.26,20.49,1]
[0.11,380,0.17,0.72,26.68,73.09,0.23,20.49,1]
[0.11,380,0.17,1.08,26.65,73.17,0.19,20.49,1.01]
[0.11,380,0.17,1.44,26.63,73.2,0.18,20.49,1.01]
[0.11,380,0.17,1.8,26.62,73.22,0.17,20.49,1.01]
[0.11,380,0.17,3.6,26.61,73.3,0.13,40.99,1.01]
[0.11,380,0.17,7.2,26.61,73.39,0.11,40.99,1.01]
[0.11,380,0.17,10.8,26.61,73.5,0.08,40.99,1.01]
[0.11,380,0.17,14.4,26.6,73.650000000000006,0.06,40.99,1.01]
[0.11,380,0.17,18,26.6,73.84,0.04,40.99,1.01]
[0.11,380,0.17,27,26.6,74.06,0,-1,1.01]
[0.11,380,0.17,36,26.6,74.25,0,-1,1.01]
[0.11,400,0.17,0.18,27.14,72.45,0.42,10.25,0.94]
[0.11,400,0.17,0.27,26.9,72.8,0.3,20.49,0.97]
[0.11,400,0.17,0.36,26.81,72.92,0.28000000000000003,20.49,0.99]
[0.11,400,0.17,0.45,26.75,73,0.26,20.49,0.99]
[0.11,400,0.17,0.54,26.72,73.05,0.24,20.49,1]
[0.11,400,0.17,0.63,26.7,73.099999999999994,0.22,20.49,1]
[0.11,400,0.17,0.72,26.68,73.14,0.2,20.49,1]
[0.11,400,0.17,1.08,26.65,73.22,0.15,20.49,1.01]
[0.11,400,0.17,1.44,26.63,73.25,0.14000000000000001,20.49,1.01]
[0.11,400,0.17,1.8,26.63,73.28,0.13,40.99,1.01]
[0.11,400,0.17,3.6,26.61,73.319999999999993,0.11,40.99,1.01]
[0.11,400,0.17,7.2,26.61,73.42,0.08,40.99,1.01]
[0.11,400,0.17,10.8,26.61,73.53,0.06,40.99,1.01]
[0.11,400,0.17,14.4,26.6,73.67,0.03,40.99,1.01]
[0.11,400,0.17,18,26.6,73.87,0.01,40.99,1.01]
[0.11,400,0.17,27,26.6,74.06,0,-1,1.01]
[0.11,400,0.17,36,26.6,74.25,0,-1,1.01]
[0.12,420,0.17,0.18,27.15,72.540000000000006,0.32,13.66,0.94]
[0.12,420,0.17,0.27,26.91,72.84,0.26,20.49,0.97]
[0.12,420,0.17,0.36,26.81,72.97,0.24,20.49,0.99]
[0.12,420,0.17,0.45,26.75,73.05,0.21,20.49,0.99]
[0.12,420,0.17,0.54,26.72,73.099999999999994,0.19,20.49,1]
[0.12,420,0.17,0.63,26.7,73.150000000000006,0.16,20.49,1]
[0.12,420,0.17,0.72,26.68,73.19,0.13,20.49,1]
[0.12,420,0.17,1.08,26.65,73.260000000000005,0.1,40.99,1.01]
[0.12,420,0.17,1.44,26.63,73.28,0.09,40.99,1.01]
[0.12,420,0.17,1.8,26.63,73.3,0.09,40.99,1.01]
[0.12,420,0.17,3.6,26.61,73.349999999999994,0.08,40.99,1.01]
[0.12,420,0.17,7.2,26.61,73.44,0.05,40.99,1.01]
[0.12,420,0.17,10.8,26.61,73.55,0.03,40.99,1.01]
[0.12,420,0.17,14.4,26.6,73.7,0,40.99,1.01]
[0.12,420,0.17,18,26.6,73.87,0,-1,1.01]
[0.12,420,0.17,27,26.6,74.06,0,-1,1.01]
[0.12,420,0.17,36,26.6,74.25,0,-1,1.01]
[0.12,440,0.17,0.18,27.16,72.61,0.23,13.66,0.94]
[0.12,440,0.17,0.27,26.92,72.89,0.19,20.49,0.98]
[0.12,440,0.17,0.36,26.81,73.02,0.17,20.49,0.99]
[0.12,440,0.17,0.45,26.76,73.099999999999994,0.15,20.49,0.99]
[0.12,440,0.17,0.54,26.72,73.16,0.13,20.49,1]
[0.12,440,0.17,0.63,26.7,73.209999999999994,0.11,40.99,1]
[0.12,440,0.17,0.72,26.69,73.239999999999995,0.09,40.99,1]
[0.12,440,0.17,1.08,26.65,73.290000000000006,7.0000000000000007E-2,40.99,1.01]
[0.12,440,0.17,1.44,26.64,73.31,7.0000000000000007E-2,40.99,1.01]
[0.12,440,0.17,1.8,26.63,73.33,7.0000000000000007E-2,40.99,1.01]
[0.12,440,0.17,3.6,26.61,73.38,0.05,40.99,1.01]
[0.12,440,0.17,7.2,26.61,73.47,0.03,40.99,1.01]
[0.12,440,0.17,10.8,26.61,73.58,0,40.99,1.01]
[0.12,440,0.17,14.4,26.6,73.7,0,-1,1.01]
[0.12,440,0.17,18,26.6,73.87,0,-1,1.01]
[0.12,440,0.17,27,26.6,74.06,0,-1,1.01]
[0.12,440,0.17,36,26.6,74.25,0,-1,1.01]
[0.13,460,0.17,0.18,27.17,72.66,0.17,20.49,0.94]
[0.13,460,0.17,0.27,26.92,72.95,0.14000000000000001,20.49,0.98]
[0.13,460,0.17,0.36,26.82,73.08,0.11,20.49,0.99]
[0.13,460,0.17,0.45,26.76,73.150000000000006,0.1,40.99,0.99]
[0.13,460,0.17,0.54,26.73,73.2,0.08,40.99,1]
[0.13,460,0.17,0.63,26.7,73.23,7.0000000000000007E-2,40.99,1]
[0.13,460,0.17,0.72,26.69,73.27,0.06,40.99,1]
[0.13,460,0.17,1.08,26.65,73.319999999999993,0.05,40.99,1.01]
[0.13,460,0.17,1.44,26.64,73.34,0.04,40.99,1.01]
[0.13,460,0.17,1.8,26.63,73.36,0.04,40.99,1.01]
[0.13,460,0.17,3.6,26.61,73.41,0.02,40.99,1.01]
[0.13,460,0.17,7.2,26.61,73.5,0,-1,1.01]
[0.13,460,0.17,10.8,26.61,73.58,0,-1,1.01]
[0.13,460,0.17,14.4,26.6,73.7,0,-1,1.01]
[0.13,460,0.17,18,26.6,73.87,0,-1,1.01]
[0.13,460,0.17,27,26.6,74.06,0,-1,1.01]
[0.13,460,0.17,36,26.6,74.25,0,-1,1.01]
[0.13,480,0.17,0.18,27.19,72.709999999999994,0.11,40.99,0.94]
[0.13,480,0.17,0.27,26.93,72.98,0.1,40.99,0.98]
[0.13,480,0.17,0.36,26.82,73.099999999999994,0.08,40.99,0.99]
[0.13,480,0.17,0.45,26.76,73.180000000000007,7.0000000000000007E-2,40.99,0.99]
[0.13,480,0.17,0.54,26.73,73.23,0.05,40.99,1]
[0.13,480,0.17,0.63,26.71,73.260000000000005,0.04,40.99,1]
[0.13,480,0.17,0.72,26.69,73.290000000000006,0.03,40.99,1]
[0.13,480,0.17,1.08,26.65,73.349999999999994,0.01,40.99,1.01]
[0.13,480,0.17,1.44,26.64,73.37,0.01,40.99,1.01]
[0.13,480,0.17,1.8,26.63,73.39,0,40.99,1.01]
[0.13,480,0.17,3.6,26.61,73.430000000000007,0,-1,1.01]
[0.13,480,0.17,7.2,26.61,73.5,0,-1,1.01]
[0.13,480,0.17,10.8,26.61,73.58,0,-1,1.01]
[0.13,480,0.17,14.4,26.6,73.7,0,-1,1.01]
[0.13,480,0.17,18,26.6,73.87,0,-1,1.01]
[0.13,480,0.17,27,26.6,74.06,0,-1,1.01]
[0.13,480,0.17,36,26.6,74.25,0,-1,1.01]
[0.13,500,0.17,0.18,27.19,72.72,0.09,40.99,0.95]
[0.13,500,0.17,0.27,26.93,73,0.08,40.99,0.98]
[0.13,500,0.17,0.36,26.83,73.12,0.06,40.99,0.99]
[0.13,500,0.17,0.45,26.77,73.19,0.05,40.99,0.99]
[0.13,500,0.17,0.54,26.73,73.239999999999995,0.03,40.99,1]
[0.13,500,0.17,0.63,26.71,73.28,0.02,40.99,1]
[0.13,500,0.17,0.72,26.69,73.31,0.01,40.99,1]
[0.13,500,0.17,1.08,26.65,73.36,0,-1,1.01]
[0.13,500,0.17,1.44,26.64,73.38,0,-1,1.01]
[0.13,500,0.17,1.8,26.63,73.39,0,-1,1.01]
[0.13,500,0.17,3.6,26.61,73.430000000000007,0,-1,1.01]
[0.13,500,0.17,7.2,26.61,73.5,0,-1,1.01]
[0.13,500,0.17,10.8,26.61,73.58,0,-1,1.01]
[0.13,500,0.17,14.4,26.6,73.7,0,-1,1.01]
[0.13,500,0.17,18,26.6,73.87,0,-1,1.01]
[0.13,500,0.17,27,26.6,74.06,0,-1,1.01]
[0.13,500,0.17,36,26.6,74.25,0,-1,1.01]
[0.14000000000000001,520,0.17,0.18,27.21,72.760000000000005,0.04,40.99,0.95]
[0.14000000000000001,520,0.17,0.27,26.94,73.040000000000006,0.03,40.99,0.98]
[0.14000000000000001,520,0.17,0.36,26.83,73.16,0.02,40.99,0.99]
[0.14000000000000001,520,0.17,0.45,26.77,73.239999999999995,0,40.99,0.99]
[0.14000000000000001,520,0.17,0.54,26.73,73.28,0,-1,1]
[0.14000000000000001,520,0.17,0.63,26.71,73.3,0,-1,1]
[0.14000000000000001,520,0.17,0.72,26.69,73.319999999999993,0,-1,1]
[0.14000000000000001,520,0.17,1.08,26.65,73.36,0,-1,1.01]
[0.14000000000000001,520,0.17,1.44,26.64,73.38,0,-1,1.01]
[0.14000000000000001,520,0.17,1.8,26.63,73.39,0,-1,1.01]
[0.14000000000000001,520,0.17,3.6,26.61,73.430000000000007,0,-1,1.01]
[0.14000000000000001,520,0.17,7.2,26.61,73.5,0,-1,1.01]
[0.14000000000000001,520,0.17,10.8,26.61,73.58,0,-1,1.01]
[0.14000000000000001,520,0.17,14.4,26.6,73.7,0,-1,1.01]
[0.14000000000000001,520,0.17,18,26.6,73.87,0,-1,1.01]
[0.14000000000000001,520,0.17,27,26.6,74.06,0,-1,1.01]
[0.14000000000000001,520,0.17,36,26.6,74.25,0,-1,1.01]
[0.14000000000000001,540,0.17,0.18,27.21,72.77,0.02,40.99,0.95]
[0.14000000000000001,540,0.17,0.27,26.94,73.05,0.01,40.99,0.98]
[0.14000000000000001,540,0.17,0.36,26.83,73.17,0,-1,0.99]
[0.14000000000000001,540,0.17,0.45,26.77,73.239999999999995,0,-1,1]
[0.14000000000000001,540,0.17,0.54,26.73,73.28,0,-1,1]
[0.14000000000000001,540,0.17,0.63,26.71,73.3,0,-1,1]
[0.14000000000000001,540,0.17,0.72,26.69,73.319999999999993,0,-1,1]
[0.14000000000000001,540,0.17,1.08,26.65,73.36,0,-1,1.01]
[0.14000000000000001,540,0.17,1.44,26.64,73.38,0,-1,1.01]
[0.14000000000000001,540,0.17,1.8,26.63,73.39,0,-1,1.01]
[0.14000000000000001,540,0.17,3.6,26.61,73.430000000000007,0,-1,1.01]
[0.14000000000000001,540,0.17,7.2,26.61,73.5,0,-1,1.01]
[0.14000000000000001,540,0.17,10.8,26.61,73.58,0,-1,1.01]
[0.14000000000000001,540,0.17,14.4,26.6,73.7,0,-1,1.01]
[0.14000000000000001,540,0.17,18,26.6,73.87,0,-1,1.01]
[0.14000000000000001,540,0.17,27,26.6,74.06,0,-1,1.01]
[0.14000000000000001,540,0.17,36,26.6,74.25,0,-1,1.01]
[0.15,560,0.17,0.18,27.22,72.78,0,-1,0.95]
[0.15,560,0.17,0.27,26.95,73.06,0,-1,0.98]
[0.15,560,0.17,0.36,26.84,73.17,0,-1,0.99]
[0.15,560,0.17,0.45,26.77,73.23,0,-1,1]
[0.15,560,0.17,0.54,26.74,73.27,0,-1,1]
[0.15,560,0.17,0.63,26.71,73.3,0,-1,1]
[0.15,560,0.17,0.72,26.69,73.319999999999993,0,-1,1]
[0.15,560,0.17,1.08,26.65,73.36,0,-1,1]
[0.15,560,0.17,1.44,26.64,73.38,0,-1,1.01]
[0.15,560,0.17,1.8,26.63,73.39,0,-1,1.01]
[0.15,560,0.17,3.6,26.61,73.430000000000007,0,-1,1.01]
[0.15,560,0.17,7.2,26.61,73.5,0,-1,1.01]
[0.15,560,0.17,10.8,26.61,73.58,0,-1,1.01]
[0.15,560,0.17,14.4,26.6,73.7,0,-1,1.01]
[0.15,560,0.17,18,26.6,73.87,0,-1,1.01]
[0.15,560,0.17,27,26.6,74.06,0,-1,1.01]
[0.15,560,0.17,36,26.6,74.25,0,-1,1.01]
[0.16,580,0.17,0.18,27.23,72.78,0,-1,0.95]
[0.16,580,0.17,0.27,26.95,73.06,0,-1,0.98]
[0.16,580,0.17,0.36,26.84,73.17,0,-1,0.99]
[0.16,580,0.17,0.45,26.77,73.23,0,-1,1]
[0.16,580,0.17,0.54,26.74,73.27,0,-1,1]
[0.16,580,0.17,0.63,26.71,73.3,0,-1,1]
[0.16,580,0.17,0.72,26.69,73.319999999999993,0,-1,1]
[0.16,580,0.17,1.08,26.66,73.36,0,-1,1]
[0.16,580,0.17,1.44,26.64,73.38,0,-1,1.01]
[0.16,580,0.17,1.8,26.63,73.39,0,-1,1.01]
[0.16,580,0.17,3.6,26.61,73.430000000000007,0,-1,1.01]
[0.16,580,0.17,7.2,26.61,73.5,0,-1,1.01]
[0.16,580,0.17,10.8,26.61,73.58,0,-1,1.01]
[0.16,580,0.17,14.4,26.6,73.7,0,-1,1.01]
[0.16,580,0.17,18,26.6,73.87,0,-1,1.01]
[0.16,580,0.17,27,26.6,74.06,0,-1,1.01]
[0.16,580,0.17,36,26.6,74.25,0,-1,1.01]
[0.16,600,0.17,0.18,27.23,72.77,0,-1,0.95]
[0.16,600,0.17,0.27,26.95,73.05,0,-1,0.98]
[0.16,600,0.17,0.36,26.84,73.17,0,-1,0.99]
[0.16,600,0.17,0.45,26.78,73.23,0,-1,1]
[0.16,600,0.17,0.54,26.74,73.27,0,-1,1]
[0.16,600,0.17,0.63,26.71,73.3,0,-1,1]
[0.16,600,0.17,0.72,26.69,73.319999999999993,0,-1,1]
[0.16,600,0.17,1.08,26.66,73.36,0,-1,1]
[0.16,600,0.17,1.44,26.64,73.38,0,-1,1.01]
[0.16,600,0.17,1.8,26.63,73.39,0,-1,1.01]
[0.16,600,0.17,3.6,26.61,73.430000000000007,0,-1,1.01]
[0.16,600,0.17,7.2,26.61,73.5,0,-1,1.01]
[0.16,600,0.17,10.8,26.61,73.58,0,-1,1.01]
[0.16,600,0.17,14.4,26.6,73.7,0,-1,1.01]
[0.16,600,0.17,18,26.6,73.87,0,-1,1.01]
[0.16,600,0.17,27,26.6,74.06,0,-1,1.01]
[0.16,600,0.17,36,26.6,74.25,0,-1,1.01]
[0.17,620,0.17,0.18,27.24,72.77,0,-1,0.96]
[0.17,620,0.17,0.27,26.96,73.05,0,-1,0.98]
[0.17,620,0.17,0.36,26.84,73.17,0,-1,0.99]
[0.17,620,0.17,0.45,26.78,73.23,0,-1,1]
[0.17,620,0.17,0.54,26.74,73.27,0,-1,1]
[0.17,620,0.17,0.63,26.71,73.3,0,-1,1]
[0.17,620,0.17,0.72,26.7,73.319999999999993,0,-1,1]
[0.17,620,0.17,1.08,26.66,73.36,0,-1,1]
[0.17,620,0.17,1.44,26.64,73.38,0,-1,1.01]
[0.17,620,0.17,1.8,26.63,73.39,0,-1,1.01]
[0.17,620,0.17,3.6,26.61,73.430000000000007,0,-1,1.01]
[0.17,620,0.17,7.2,26.61,73.5,0,-1,1.01]
[0.17,620,0.17,10.8,26.61,73.58,0,-1,1.01]
[0.17,620,0.17,14.4,26.6,73.7,0,-1,1.01]
[0.17,620,0.17,18,26.6,73.87,0,-1,1.01]
[0.17,620,0.17,27,26.6,74.06,0,-1,1.01]
[0.17,620,0.17,36,26.6,74.25,0,-1,1.01]
[0.17,640,0.17,0.18,27.24,72.760000000000005,0,-1,0.96]
[0.17,640,0.17,0.27,26.96,73.05,0,-1,0.98]
[0.17,640,0.17,0.36,26.84,73.16,0,-1,0.99]
[0.17,640,0.17,0.45,26.78,73.23,0,-1,1]
[0.17,640,0.17,0.54,26.74,73.27,0,-1,1]
[0.17,640,0.17,0.63,26.71,73.3,0,-1,1]
[0.17,640,0.17,0.72,26.7,73.319999999999993,0,-1,1]
[0.17,640,0.17,1.08,26.66,73.36,0,-1,1]
[0.17,640,0.17,1.44,26.64,73.38,0,-1,1.01]
[0.17,640,0.17,1.8,26.63,73.39,0,-1,1.01]
[0.17,640,0.17,3.6,26.61,73.430000000000007,0,-1,1.01]
[0.17,640,0.17,7.2,26.61,73.5,0,-1,1.01]
[0.17,640,0.17,10.8,26.61,73.58,0,-1,1.01]
[0.17,640,0.17,14.4,26.6,73.7,0,-1,1.01]
[0.17,640,0.17,18,26.6,73.87,0,-1,1.01]
[0.17,640,0.17,27,26.6,74.06,0,-1,1.01]
[0.17,640,0.17,36,26.6,74.25,0,-1,1.01]
[0.18,660,0.17,0.18,27.25,72.760000000000005,0,-1,0.96]
[0.18,660,0.17,0.27,26.96,73.05,0,-1,0.98]
[0.18,660,0.17,0.36,26.85,73.16,0,-1,0.99]
[0.18,660,0.17,0.45,26.78,73.23,0,-1,1]
[0.18,660,0.17,0.54,26.74,73.27,0,-1,1]
[0.18,660,0.17,0.63,26.72,73.290000000000006,0,-1,1]
[0.18,660,0.17,0.72,26.7,73.31,0,-1,1]
[0.18,660,0.17,1.08,26.66,73.36,0,-1,1]
[0.18,660,0.17,1.44,26.64,73.38,0,-1,1.01]
[0.18,660,0.17,1.8,26.63,73.39,0,-1,1.01]
[0.18,660,0.17,3.6,26.61,73.430000000000007,0,-1,1.01]
[0.18,660,0.17,7.2,26.61,73.5,0,-1,1.01]
[0.18,660,0.17,10.8,26.61,73.58,0,-1,1.01]
[0.18,660,0.17,14.4,26.6,73.7,0,-1,1.01]
[0.18,660,0.17,18,26.6,73.87,0,-1,1.01]
[0.18,660,0.17,27,26.6,74.06,0,-1,1.01]
[0.18,660,0.17,36,26.6,74.25,0,-1,1.01]
[0.18,680,0.17,0.18,27.25,72.760000000000005,0,-1,0.96]
[0.18,680,0.17,0.27,26.97,73.040000000000006,0,-1,0.98]
[0.18,680,0.17,0.36,26.85,73.16,0,-1,0.99]
[0.18,680,0.17,0.45,26.78,73.23,0,-1,1]
[0.18,680,0.17,0.54,26.74,73.27,0,-1,1]
[0.18,680,0.17,0.63,26.72,73.290000000000006,0,-1,1]
[0.18,680,0.17,0.72,26.7,73.31,0,-1,1]
[0.18,680,0.17,1.08,26.66,73.36,0,-1,1]
[0.18,680,0.17,1.44,26.64,73.38,0,-1,1.01]
[0.18,680,0.17,1.8,26.63,73.39,0,-1,1.01]
[0.18,680,0.17,3.6,26.61,73.430000000000007,0,-1,1.01]
[0.18,680,0.17,7.2,26.61,73.5,0,-1,1.01]
[0.18,680,0.17,10.8,26.61,73.58,0,-1,1.01]
[0.18,680,0.17,14.4,26.6,73.7,0,-1,1.01]
[0.18,680,0.17,18,26.6,73.87,0,-1,1.01]
[0.18,680,0.17,27,26.6,74.06,0,-1,1.01]
[0.18,680,0.17,36,26.6,74.25,0,-1,1.01]
[0.19,700,0.17,0.18,27.26,72.75,0,-1,0.96]
[0.19,700,0.17,0.27,26.97,73.040000000000006,0,-1,0.98]
[0.19,700,0.17,0.36,26.85,73.16,0,-1,0.99]
[0.19,700,0.17,0.45,26.78,73.23,0,-1,1]
[0.19,700,0.17,0.54,26.74,73.27,0,-1,1]
[0.19,700,0.17,0.63,26.72,73.290000000000006,0,-1,1]
[0.19,700,0.17,0.72,26.7,73.31,0,-1,1]
[0.19,700,0.17,1.08,26.66,73.36,0,-1,1]
[0.19,700,0.17,1.44,26.64,73.38,0,-1,1]
[0.19,700,0.17,1.8,26.63,73.39,0,-1,1.01]
[0.19,700,0.17,3.6,26.61,73.430000000000007,0,-1,1.01]
[0.19,700,0.17,7.2,26.61,73.5,0,-1,1.01]
[0.19,700,0.17,10.8,26.61,73.58,0,-1,1.01]
[0.19,700,0.17,14.4,26.6,73.7,0,-1,1.01]
[0.19,700,0.17,18,26.6,73.87,0,-1,1.01]
[0.19,700,0.17,27,26.6,74.06,0,-1,1.01]
[0.19,700,0.17,36,26.6,74.25,0,-1,1.01]
[0.2,720,0.17,0.18,27.26,72.75,0,-1,0.96]
[0.2,720,0.17,0.27,26.97,73.040000000000006,0,-1,0.98]
[0.2,720,0.17,0.36,26.85,73.16,0,-1,0.99]
[0.2,720,0.17,0.45,26.78,73.22,0,-1,1]
[0.2,720,0.17,0.54,26.74,73.27,0,-1,1]
[0.2,720,0.17,0.63,26.72,73.290000000000006,0,-1,1]
[0.2,720,0.17,0.72,26.7,73.31,0,-1,1]
[0.2,720,0.17,1.08,26.66,73.36,0,-1,1]
[0.2,720,0.17,1.44,26.64,73.38,0,-1,1]
[0.2,720,0.17,1.8,26.63,73.39,0,-1,1.01]
[0.2,720,0.17,3.6,26.61,73.430000000000007,0,-1,1.01]
[0.2,720,0.17,7.2,26.61,73.5,0,-1,1.01]
[0.2,720,0.17,10.8,26.61,73.58,0,-1,1.01]
[0.2,720,0.17,14.4,26.6,73.7,0,-1,1.01]
[0.2,720,0.17,18,26.6,73.87,0,-1,1.01]
[0.2,720,0.17,27,26.6,74.06,0,-1,1.01]
[0.2,720,0.17,36,26.6,74.25,0,-1,1.01]
[0.2,740,0.17,0.18,27.26,72.739999999999995,0,-1,0.96]
[0.2,740,0.17,0.27,26.97,73.03,0,-1,0.98]
[0.2,740,0.17,0.36,26.85,73.150000000000006,0,-1,0.99]
[0.2,740,0.17,0.45,26.79,73.22,0,-1,1]
[0.2,740,0.17,0.54,26.75,73.260000000000005,0,-1,1]
[0.2,740,0.17,0.63,26.72,73.290000000000006,0,-1,1]
[0.2,740,0.17,0.72,26.7,73.31,0,-1,1]
[0.2,740,0.17,1.08,26.66,73.36,0,-1,1]
[0.2,740,0.17,1.44,26.64,73.38,0,-1,1]
[0.2,740,0.17,1.8,26.63,73.39,0,-1,1.01]
[0.2,740,0.17,3.6,26.61,73.430000000000007,0,-1,1.01]
[0.2,740,0.17,7.2,26.61,73.5,0,-1,1.01]
[0.2,740,0.17,10.8,26.61,73.58,0,-1,1.01]
[0.2,740,0.17,14.4,26.6,73.7,0,-1,1.01]
[0.2,740,0.17,18,26.6,73.87,0,-1,1.01]
[0.2,740,0.17,27,26.6,74.06,0,-1,1.01]
[0.2,740,0.17,36,26.6,74.25,0,-1,1.01]
[0.21,760,0.17,0.18,27.27,72.739999999999995,0,-1,0.96]
[0.21,760,0.17,0.27,26.98,73.03,0,-1,0.98]
[0.21,760,0.17,0.36,26.85,73.150000000000006,0,-1,0.99]
[0.21,760,0.17,0.45,26.79,73.22,0,-1,1]
[0.21,760,0.17,0.54,26.75,73.260000000000005,0,-1,1]
[0.21,760,0.17,0.63,26.72,73.290000000000006,0,-1,1]
[0.21,760,0.17,0.72,26.7,73.31,0,-1,1]
[0.21,760,0.17,1.08,26.66,73.36,0,-1,1]
[0.21,760,0.17,1.44,26.64,73.38,0,-1,1]
[0.21,760,0.17,1.8,26.63,73.39,0,-1,1.01]
[0.21,760,0.17,3.6,26.61,73.430000000000007,0,-1,1.01]
[0.21,760,0.17,7.2,26.61,73.5,0,-1,1.01]
[0.21,760,0.17,10.8,26.61,73.58,0,-1,1.01]
[0.21,760,0.17,14.4,26.6,73.7,0,-1,1.01]
[0.21,760,0.17,18,26.6,73.87,0,-1,1.01]
[0.21,760,0.17,27,26.6,74.06,0,-1,1.01]
[0.21,760,0.17,36,26.6,74.25,0,-1,1.01]
[0.21,780,0.17,0.18,27.27,72.73,0,-1,0.96]
[0.21,780,0.17,0.27,26.98,73.03,0,-1,0.99]
[0.21,780,0.17,0.36,26.86,73.150000000000006,0,-1,0.99]
[0.21,780,0.17,0.45,26.79,73.22,0,-1,1]
[0.21,780,0.17,0.54,26.75,73.260000000000005,0,-1,1]
[0.21,780,0.17,0.63,26.72,73.290000000000006,0,-1,1]
[0.21,780,0.17,0.72,26.7,73.31,0,-1,1]
[0.21,780,0.17,1.08,26.66,73.349999999999994,0,-1,1]
[0.21,780,0.17,1.44,26.64,73.38,0,-1,1]
[0.21,780,0.17,1.8,26.63,73.39,0,-1,1]
[0.21,780,0.17,3.6,26.61,73.430000000000007,0,-1,1.01]
[0.21,780,0.17,7.2,26.61,73.5,0,-1,1.01]
[0.21,780,0.17,10.8,26.61,73.58,0,-1,1.01]
[0.21,780,0.17,14.4,26.6,73.7,0,-1,1.01]
[0.21,780,0.17,18,26.6,73.87,0,-1,1.01]
[0.21,780,0.17,27,26.6,74.06,0,-1,1.01]
[0.21,780,0.17,36,26.6,74.25,0,-1,1.01]
[0.22,800,0.17,0.18,27.28,72.73,0,-1,0.97]
[0.22,800,0.17,0.27,26.98,73.03,0,-1,0.99]
[0.22,800,0.17,0.36,26.86,73.150000000000006,0,-1,0.99]
[0.22,800,0.17,0.45,26.79,73.22,0,-1,1]
[0.22,800,0.17,0.54,26.75,73.260000000000005,0,-1,1]
[0.22,800,0.17,0.63,26.72,73.290000000000006,0,-1,1]
[0.22,800,0.17,0.72,26.7,73.31,0,-1,1]
[0.22,800,0.17,1.08,26.66,73.349999999999994,0,-1,1]
[0.22,800,0.17,1.44,26.64,73.38,0,-1,1]
[0.22,800,0.17,1.8,26.63,73.39,0,-1,1]
[0.22,800,0.17,3.6,26.61,73.430000000000007,0,-1,1.01]
[0.22,800,0.17,7.2,26.61,73.5,0,-1,1.01]
[0.22,800,0.17,10.8,26.61,73.58,0,-1,1.01]
[0.22,800,0.17,14.4,26.6,73.7,0,-1,1.01]
[0.22,800,0.17,18,26.6,73.87,0,-1,1.01]
[0.22,800,0.17,27,26.6,74.06,0,-1,1.01]
[0.22,800,0.17,36,26.6,74.25,0,-1,1.01]
[0.22,820,0.17,0.18,27.28,72.72,0,-1,0.97]
[0.22,820,0.17,0.27,26.98,73.02,0,-1,0.99]
[0.22,820,0.17,0.36,26.86,73.150000000000006,0,-1,0.99]
[0.22,820,0.17,0.45,26.79,73.22,0,-1,1]
[0.22,820,0.17,0.54,26.75,73.260000000000005,0,-1,1]
[0.22,820,0.17,0.63,26.72,73.290000000000006,0,-1,1]
[0.22,820,0.17,0.72,26.7,73.31,0,-1,1]
[0.22,820,0.17,1.08,26.66,73.349999999999994,0,-1,1]
[0.22,820,0.17,1.44,26.64,73.38,0,-1,1]
[0.22,820,0.17,1.8,26.63,73.39,0,-1,1]
[0.22,820,0.17,3.6,26.61,73.430000000000007,0,-1,1.01]
[0.22,820,0.17,7.2,26.61,73.5,0,-1,1.01]
[0.22,820,0.17,10.8,26.61,73.58,0,-1,1.01]
[0.22,820,0.17,14.4,26.6,73.7,0,-1,1.01]
[0.22,820,0.17,18,26.6,73.87,0,-1,1.01]
[0.22,820,0.17,27,26.6,74.06,0,-1,1.01]
[0.22,820,0.17,36,26.6,74.25,0,-1,1.01]
[0.23,840,0.17,0.18,27.29,72.72,0,-1,0.97]
[0.23,840,0.17,0.27,26.99,73.02,0,-1,0.99]
[0.23,840,0.17,0.36,26.86,73.150000000000006,0,-1,0.99]
[0.23,840,0.17,0.45,26.79,73.22,0,-1,1]
[0.23,840,0.17,0.54,26.75,73.260000000000005,0,-1,1]
[0.23,840,0.17,0.63,26.72,73.290000000000006,0,-1,1]
[0.23,840,0.17,0.72,26.7,73.31,0,-1,1]
[0.23,840,0.17,1.08,26.66,73.349999999999994,0,-1,1]
[0.23,840,0.17,1.44,26.64,73.37,0,-1,1]
[0.23,840,0.17,1.8,26.63,73.39,0,-1,1]
[0.23,840,0.17,3.6,26.61,73.430000000000007,0,-1,1.01]
[0.23,840,0.17,7.2,26.61,73.5,0,-1,1.01]
[0.23,840,0.17,10.8,26.61,73.58,0,-1,1.01]
[0.23,840,0.17,14.4,26.61,73.7,0,-1,1.01]
[0.23,840,0.17,18,26.6,73.87,0,-1,1.01]
[0.23,840,0.17,27,26.6,74.06,0,-1,1.01]
[0.23,840,0.17,36,26.6,74.25,0,-1,1.01]
[0.24,860,0.17,0.18,27.29,72.72,0,-1,0.97]
[0.24,860,0.17,0.27,26.99,73.02,0,-1,0.99]
[0.24,860,0.17,0.36,26.86,73.14,0,-1,0.99]
[0.24,860,0.17,0.45,26.79,73.209999999999994,0,-1,1]
[0.24,860,0.17,0.54,26.75,73.260000000000005,0,-1,1]
[0.24,860,0.17,0.63,26.72,73.290000000000006,0,-1,1]
[0.24,860,0.17,0.72,26.7,73.31,0,-1,1]
[0.24,860,0.17,1.08,26.66,73.349999999999994,0,-1,1]
[0.24,860,0.17,1.44,26.64,73.37,0,-1,1]
[0.24,860,0.17,1.8,26.63,73.39,0,-1,1]
[0.24,860,0.17,3.6,26.61,73.430000000000007,0,-1,1.01]
[0.24,860,0.17,7.2,26.61,73.5,0,-1,1.01]
[0.24,860,0.17,10.8,26.61,73.58,0,-1,1.01]
[0.24,860,0.17,14.4,26.61,73.7,0,-1,1.01]
[0.24,860,0.17,18,26.6,73.87,0,-1,1.01]
[0.24,860,0.17,27,26.6,74.06,0,-1,1.01]
[0.24,860,0.17,36,26.6,74.25,0,-1,1.01]
[0.24,880,0.17,0.18,27.3,72.709999999999994,0,-1,0.97]
[0.24,880,0.17,0.27,26.99,73.02,0,-1,0.99]
[0.24,880,0.17,0.36,26.87,73.14,0,-1,0.99]
[0.24,880,0.17,0.45,26.79,73.209999999999994,0,-1,1]
[0.24,880,0.17,0.54,26.75,73.260000000000005,0,-1,1]
[0.24,880,0.17,0.63,26.72,73.290000000000006,0,-1,1]
[0.24,880,0.17,0.72,26.7,73.31,0,-1,1]
[0.24,880,0.17,1.08,26.66,73.349999999999994,0,-1,1]
[0.24,880,0.17,1.44,26.64,73.37,0,-1,1]
[0.24,880,0.17,1.8,26.63,73.39,0,-1,1]
[0.24,880,0.17,3.6,26.61,73.430000000000007,0,-1,1.01]
[0.24,880,0.17,7.2,26.61,73.5,0,-1,1.01]
[0.24,880,0.17,10.8,26.61,73.58,0,-1,1.01]
[0.24,880,0.17,14.4,26.61,73.7,0,-1,1.01]
[0.24,880,0.17,18,26.6,73.87,0,-1,1.01]
[0.24,880,0.17,27,26.6,74.06,0,-1,1.01]
[0.24,880,0.17,36,26.6,74.25,0,-1,1.01]
[0.25,900,0.17,0.18,27.3,72.709999999999994,0,-1,0.97]
[0.25,900,0.17,0.27,26.99,73.010000000000005,0,-1,0.99]
[0.25,900,0.17,0.36,26.87,73.14,0,-1,0.99]
[0.25,900,0.17,0.45,26.8,73.209999999999994,0,-1,1]
[0.25,900,0.17,0.54,26.75,73.260000000000005,0,-1,1]
[0.25,900,0.17,0.63,26.73,73.28,0,-1,1]
[0.25,900,0.17,0.72,26.71,73.31,0,-1,1]
[0.25,900,0.17,1.08,26.66,73.349999999999994,0,-1,1]
[0.25,900,0.17,1.44,26.64,73.37,0,-1,1]
[0.25,900,0.17,1.8,26.63,73.39,0,-1,1]
[0.25,900,0.17,3.6,26.61,73.430000000000007,0,-1,1]
[0.25,900,0.17,7.2,26.61,73.5,0,-1,1.01]
[0.25,900,0.17,10.8,26.61,73.58,0,-1,1.01]
[0.25,900,0.17,14.4,26.61,73.7,0,-1,1.01]
[0.25,900,0.17,18,26.6,73.87,0,-1,1.01]
[0.25,900,0.17,27,26.6,74.06,0,-1,1.01]
[0.25,900,0.17,36,26.6,74.25,0,-1,1.01]
[0.26,920,0.17,0.18,27.3,72.7,0,-1,0.97]
[0.26,920,0.17,0.27,27,73.010000000000005,0,-1,0.99]
[0.26,920,0.17,0.36,26.87,73.14,0,-1,0.99]
[0.26,920,0.17,0.45,26.8,73.209999999999994,0,-1,1]
[0.26,920,0.17,0.54,26.75,73.260000000000005,0,-1,1]
[0.26,920,0.17,0.63,26.73,73.28,0,-1,1]
[0.26,920,0.17,0.72,26.71,73.31,0,-1,1]
[0.26,920,0.17,1.08,26.66,73.349999999999994,0,-1,1]
[0.26,920,0.17,1.44,26.64,73.37,0,-1,1]
[0.26,920,0.17,1.8,26.63,73.39,0,-1,1]
[0.26,920,0.17,3.6,26.61,73.430000000000007,0,-1,1]
[0.26,920,0.17,7.2,26.61,73.5,0,-1,1.01]
[0.26,920,0.17,10.8,26.61,73.58,0,-1,1.01]
[0.26,920,0.17,14.4,26.61,73.7,0,-1,1.01]
[0.26,920,0.17,18,26.6,73.87,0,-1,1.01]
[0.26,920,0.17,27,26.6,74.06,0,-1,1.01]
[0.26,920,0.17,36,26.6,74.25,0,-1,1.01]
[0.26,940,0.17,0.18,27.31,72.7,0,-1,0.97]
[0.26,940,0.17,0.27,27,73.010000000000005,0,-1,0.99]
[0.26,940,0.17,0.36,26.87,73.14,0,-1,0.99]
[0.26,940,0.17,0.45,26.8,73.209999999999994,0,-1,1]
[0.26,940,0.17,0.54,26.76,73.25,0,-1,1]
[0.26,940,0.17,0.63,26.73,73.28,0,-1,1]
[0.26,940,0.17,0.72,26.71,73.3,0,-1,1]
[0.26,940,0.17,1.08,26.66,73.349999999999994,0,-1,1]
[0.26,940,0.17,1.44,26.64,73.37,0,-1,1]
[0.26,940,0.17,1.8,26.63,73.39,0,-1,1]
[0.26,940,0.17,3.6,26.61,73.430000000000007,0,-1,1]
[0.26,940,0.17,7.2,26.61,73.5,0,-1,1]
[0.26,940,0.17,10.8,26.61,73.58,0,-1,1]
[0.26,940,0.17,14.4,26.61,73.7,0,-1,1]
[0.26,940,0.17,18,26.6,73.87,0,-1,1]
[0.26,940,0.17,27,26.6,74.06,0,-1,1]
[0.26,940,0.17,36,26.6,74.25,0,-1,1.01]
[0.27,960,0.17,0.18,27.31,72.7,0,-1,0.97]
[0.27,960,0.17,0.27,27,73.010000000000005,0,-1,0.99]
[0.27,960,0.17,0.36,26.87,73.14,0,-1,0.99]
[0.27,960,0.17,0.45,26.8,73.209999999999994,0,-1,1]
[0.27,960,0.17,0.54,26.76,73.25,0,-1,1]
[0.27,960,0.17,0.63,26.73,73.28,0,-1,1]
[0.27,960,0.17,0.72,26.71,73.3,0,-1,1]
[0.27,960,0.17,1.08,26.66,73.349999999999994,0,-1,1]
[0.27,960,0.17,1.44,26.64,73.37,0,-1,1]
[0.27,960,0.17,1.8,26.63,73.39,0,-1,1]
[0.27,960,0.17,3.6,26.61,73.430000000000007,0,-1,1]
[0.27,960,0.17,7.2,26.61,73.5,0,-1,1]
[0.27,960,0.17,10.8,26.61,73.58,0,-1,1]
[0.27,960,0.17,14.4,26.61,73.7,0,-1,1]
[0.27,960,0.17,18,26.6,73.87,0,-1,1]
[0.27,960,0.17,27,26.6,74.06,0,-1,1]
[0.27,960,0.17,36,26.6,74.25,0,-1,1]
[0.28000000000000003,980,0.17,0.18,27.32,72.69,0,-1,0.97]
[0.28000000000000003,980,0.17,0.27,27,73,0,-1,0.99]
[0.28000000000000003,980,0.17,0.36,26.87,73.13,0,-1,0.99]
[0.28000000000000003,980,0.17,0.45,26.8,73.209999999999994,0,-1,1]
[0.28000000000000003,980,0.17,0.54,26.76,73.25,0,-1,1]
[0.28000000000000003,980,0.17,0.63,26.73,73.28,0,-1,1]
[0.28000000000000003,980,0.17,0.72,26.71,73.3,0,-1,1]
[0.28000000000000003,980,0.17,1.08,26.66,73.349999999999994,0,-1,1]
[0.28000000000000003,980,0.17,1.44,26.64,73.37,0,-1,1]
[0.28000000000000003,980,0.17,1.8,26.63,73.39,0,-1,1]
[0.28000000000000003,980,0.17,3.6,26.61,73.430000000000007,0,-1,1]
[0.28000000000000003,980,0.17,7.2,26.61,73.5,0,-1,1]
[0.28000000000000003,980,0.17,10.8,26.61,73.58,0,-1,1]
[0.28000000000000003,980,0.17,14.4,26.61,73.7,0,-1,1]
[0.28000000000000003,980,0.17,18,26.6,73.87,0,-1,1]
[0.28000000000000003,980,0.17,27,26.6,74.06,0,-1,1]
[0.28000000000000003,980,0.17,36,26.6,74.25,0,-1,1]
[0.28000000000000003,1000,0.17,0.18,27.32,72.69,0,-1,0.97]
[0.28000000000000003,1000,0.17,0.27,27.01,73,0,-1,0.99]
[0.28000000000000003,1000,0.17,0.36,26.88,73.13,0,-1,0.99]
[0.28000000000000003,1000,0.17,0.45,26.8,73.209999999999994,0,-1,1]
[0.28000000000000003,1000,0.17,0.54,26.76,73.25,0,-1,1]
[0.28000000000000003,1000,0.17,0.63,26.73,73.28,0,-1,1]
[0.28000000000000003,1000,0.17,0.72,26.71,73.3,0,-1,1]
[0.28000000000000003,1000,0.17,1.08,26.66,73.349999999999994,0,-1,1]
[0.28000000000000003,1000,0.17,1.44,26.64,73.37,0,-1,1]
[0.28000000000000003,1000,0.17,1.8,26.63,73.39,0,-1,1]
[0.28000000000000003,1000,0.17,3.6,26.61,73.430000000000007,0,-1,1]
[0.28000000000000003,1000,0.17,7.2,26.61,73.5,0,-1,1]
[0.28000000000000003,1000,0.17,10.8,26.61,73.58,0,-1,1]
[0.28000000000000003,1000,0.17,14.4,26.61,73.7,0,-1,1]
[0.28000000000000003,1000,0.17,18,26.6,73.87,0,-1,1]
[0.28000000000000003,1000,0.17,27,26.6,74.06,0,-1,1]
[0.28000000000000003,1000,0.17,36,26.6,74.25,0,-1,1]
[0.28000000000000003,1020,0.17,0.18,27.32,72.69,0,-1,0.97]
[0.28000000000000003,1020,0.17,0.27,27.01,73,0,-1,0.99]
[0.28000000000000003,1020,0.17,0.36,26.88,73.13,0,-1,0.99]
[0.28000000000000003,1020,0.17,0.45,26.8,73.209999999999994,0,-1,1]
[0.28000000000000003,1020,0.17,0.54,26.76,73.25,0,-1,1]
[0.28000000000000003,1020,0.17,0.63,26.73,73.28,0,-1,1]
[0.28000000000000003,1020,0.17,0.72,26.71,73.3,0,-1,1]
[0.28000000000000003,1020,0.17,1.08,26.66,73.349999999999994,0,-1,1]
[0.28000000000000003,1020,0.17,1.44,26.64,73.37,0,-1,1]
[0.28000000000000003,1020,0.17,1.8,26.63,73.39,0,-1,1]
[0.28000000000000003,1020,0.17,3.6,26.61,73.430000000000007,0,-1,1]
[0.28000000000000003,1020,0.17,7.2,26.61,73.5,0,-1,1]
[0.28000000000000003,1020,0.17,10.8,26.61,73.58,0,-1,1]
[0.28000000000000003,1020,0.17,14.4,26.61,73.7,0,-1,1]
[0.28000000000000003,1020,0.17,18,26.6,73.87,0,-1,1]
[0.28000000000000003,1020,0.17,27,26.6,74.06,0,-1,1]
[0.28000000000000003,1020,0.17,36,26.6,74.25,0,-1,1]
[0.3,1040,0.17,0.18,27.33,72.680000000000007,0,-1,0.97]
[0.3,1040,0.17,0.27,27.01,73,0,-1,0.99]
[0.3,1040,0.17,0.36,26.88,73.13,0,-1,0.99]
[0.3,1040,0.17,0.45,26.8,73.2,0,-1,1]
[0.3,1040,0.17,0.54,26.76,73.25,0,-1,1]
[0.3,1040,0.17,0.63,26.73,73.28,0,-1,1]
[0.3,1040,0.17,0.72,26.71,73.3,0,-1,1]
[0.3,1040,0.17,1.08,26.66,73.349999999999994,0,-1,1]
[0.3,1040,0.17,1.44,26.64,73.37,0,-1,1]
[0.3,1040,0.17,1.8,26.63,73.39,0,-1,1]
[0.3,1040,0.17,3.6,26.61,73.430000000000007,0,-1,1]
[0.3,1040,0.17,7.2,26.61,73.5,0,-1,1]
[0.3,1040,0.17,10.8,26.61,73.58,0,-1,1]
[0.3,1040,0.17,14.4,26.61,73.7,0,-1,1]
[0.3,1040,0.17,18,26.6,73.87,0,-1,1]
[0.3,1040,0.17,27,26.6,74.06,0,-1,1]
[0.3,1040,0.17,36,26.6,74.25,0,-1,1]
[0.3,1060,0.17,0.18,27.33,72.680000000000007,0,-1,0.97]
[0.3,1060,0.17,0.27,27.01,73,0,-1,0.99]
[0.3,1060,0.17,0.36,26.88,73.13,0,-1,0.99]
[0.3,1060,0.17,0.45,26.81,73.2,0,-1,1]
[0.3,1060,0.17,0.54,26.76,73.25,0,-1,1]
[0.3,1060,0.17,0.63,26.73,73.28,0,-1,1]
[0.3,1060,0.17,0.72,26.71,73.3,0,-1,1]
[0.3,1060,0.17,1.08,26.66,73.349999999999994,0,-1,1]
[0.3,1060,0.17,1.44,26.64,73.37,0,-1,1]
[0.3,1060,0.17,1.8,26.63,73.39,0,-1,1]
[0.3,1060,0.17,3.6,26.61,73.430000000000007,0,-1,1]
[0.3,1060,0.17,7.2,26.61,73.5,0,-1,1]
[0.3,1060,0.17,10.8,26.61,73.58,0,-1,1]
[0.3,1060,0.17,14.4,26.61,73.7,0,-1,1]
[0.3,1060,0.17,18,26.6,73.87,0,-1,1]
[0.3,1060,0.17,27,26.6,74.06,0,-1,1]
[0.3,1060,0.17,36,26.6,74.25,0,-1,1]
[0.31,1080,0.17,0.18,27.34,72.67,0,-1,0.97]
[0.31,1080,0.17,0.27,27.01,72.989999999999995,0,-1,0.99]
[0.31,1080,0.17,0.36,26.88,73.13,0,-1,0.99]
[0.31,1080,0.17,0.45,26.81,73.2,0,-1,1]
[0.31,1080,0.17,0.54,26.76,73.25,0,-1,1]
[0.31,1080,0.17,0.63,26.73,73.28,0,-1,1]
[0.31,1080,0.17,0.72,26.71,73.3,0,-1,1]
[0.31,1080,0.17,1.08,26.67,73.349999999999994,0,-1,1]
[0.31,1080,0.17,1.44,26.64,73.37,0,-1,1]
[0.31,1080,0.17,1.8,26.63,73.39,0,-1,1]
[0.31,1080,0.17,3.6,26.61,73.430000000000007,0,-1,1]
[0.31,1080,0.17,7.2,26.61,73.5,0,-1,1]
[0.31,1080,0.17,10.8,26.61,73.58,0,-1,1]
[0.31,1080,0.17,14.4,26.61,73.7,0,-1,1]
[0.31,1080,0.17,18,26.6,73.87,0,-1,1]
[0.31,1080,0.17,27,26.6,74.06,0,-1,1]
[0.31,1080,0.17,36,26.6,74.25,0,-1,1]
[0.32,1100,0.17,0.18,27.34,72.67,0,-1,0.97]
[0.32,1100,0.17,0.27,27.02,72.989999999999995,0,-1,0.99]
[0.32,1100,0.17,0.36,26.88,73.12,0,-1,0.99]
[0.32,1100,0.17,0.45,26.81,73.2,0,-1,1]
[0.32,1100,0.17,0.54,26.76,73.25,0,-1,1]
[0.32,1100,0.17,0.63,26.73,73.28,0,-1,1]
[0.32,1100,0.17,0.72,26.71,73.3,0,-1,1]
[0.32,1100,0.17,1.08,26.67,73.349999999999994,0,-1,1]
[0.32,1100,0.17,1.44,26.64,73.37,0,-1,1]
[0.32,1100,0.17,1.8,26.63,73.39,0,-1,1]
[0.32,1100,0.17,3.6,26.61,73.430000000000007,0,-1,1]
[0.32,1100,0.17,7.2,26.61,73.5,0,-1,1]
[0.32,1100,0.17,10.8,26.61,73.58,0,-1,1]
[0.32,1100,0.17,14.4,26.61,73.7,0,-1,1]
[0.32,1100,0.17,18,26.6,73.87,0,-1,1]
[0.32,1100,0.17,27,26.6,74.06,0,-1,1]
[0.32,1100,0.17,36,26.6,74.25,0,-1,1]
[0.32,1120,0.17,0.18,27.34,72.66,0,-1,0.98]
[0.32,1120,0.17,0.27,27.02,72.989999999999995,0,-1,0.99]
[0.32,1120,0.17,0.36,26.89,73.12,0,-1,0.99]
[0.32,1120,0.17,0.45,26.81,73.2,0,-1,1]
[0.32,1120,0.17,0.54,26.76,73.25,0,-1,1]
[0.32,1120,0.17,0.63,26.73,73.28,0,-1,1]
[0.32,1120,0.17,0.72,26.71,73.3,0,-1,1]
[0.32,1120,0.17,1.08,26.67,73.349999999999994,0,-1,1]
[0.32,1120,0.17,1.44,26.65,73.37,0,-1,1]
[0.32,1120,0.17,1.8,26.63,73.39,0,-1,1]
[0.32,1120,0.17,3.6,26.61,73.430000000000007,0,-1,1]
[0.32,1120,0.17,7.2,26.61,73.5,0,-1,1]
[0.32,1120,0.17,10.8,26.61,73.58,0,-1,1]
[0.32,1120,0.17,14.4,26.61,73.7,0,-1,1]
[0.32,1120,0.17,18,26.6,73.87,0,-1,1]
[0.32,1120,0.17,27,26.6,74.06,0,-1,1]
[0.32,1120,0.17,36,26.6,74.25,0,-1,1]
[0.33,1140,0.17,0.18,27.35,72.66,0,-1,0.98]
[0.33,1140,0.17,0.27,27.02,72.989999999999995,0,-1,0.99]
[0.33,1140,0.17,0.36,26.89,73.12,0,-1,0.99]
[0.33,1140,0.17,0.45,26.81,73.2,0,-1,1]
[0.33,1140,0.17,0.54,26.76,73.239999999999995,0,-1,1]
[0.33,1140,0.17,0.63,26.73,73.28,0,-1,1]
[0.33,1140,0.17,0.72,26.71,73.3,0,-1,1]
[0.33,1140,0.17,1.08,26.67,73.349999999999994,0,-1,1]
[0.33,1140,0.17,1.44,26.65,73.37,0,-1,1]
[0.33,1140,0.17,1.8,26.63,73.39,0,-1,1]
[0.33,1140,0.17,3.6,26.61,73.430000000000007,0,-1,1]
[0.33,1140,0.17,7.2,26.61,73.5,0,-1,1]
[0.33,1140,0.17,10.8,26.61,73.58,0,-1,1]
[0.33,1140,0.17,14.4,26.61,73.7,0,-1,1]
[0.33,1140,0.17,18,26.6,73.87,0,-1,1]
[0.33,1140,0.17,27,26.6,74.06,0,-1,1]
[0.33,1140,0.17,36,26.6,74.25,0,-1,1]
[0.34,1160,0.17,0.18,27.35,72.66,0,-1,0.98]
[0.34,1160,0.17,0.27,27.02,72.98,0,-1,0.99]
[0.34,1160,0.17,0.36,26.89,73.12,0,-1,1]
[0.34,1160,0.17,0.45,26.81,73.2,0,-1,1]
[0.34,1160,0.17,0.54,26.77,73.239999999999995,0,-1,1]
[0.34,1160,0.17,0.63,26.74,73.27,0,-1,1]
[0.34,1160,0.17,0.72,26.71,73.3,0,-1,1]
[0.34,1160,0.17,1.08,26.67,73.349999999999994,0,-1,1]
[0.34,1160,0.17,1.44,26.65,73.37,0,-1,1]
[0.34,1160,0.17,1.8,26.63,73.39,0,-1,1]
[0.34,1160,0.17,3.6,26.61,73.430000000000007,0,-1,1]
[0.34,1160,0.17,7.2,26.61,73.5,0,-1,1]
[0.34,1160,0.17,10.8,26.61,73.58,0,-1,1]
[0.34,1160,0.17,14.4,26.61,73.7,0,-1,1]
[0.34,1160,0.17,18,26.6,73.87,0,-1,1]
[0.34,1160,0.17,27,26.6,74.06,0,-1,1]
[0.34,1160,0.17,36,26.6,74.25,0,-1,1]
[0.35,1180,0.17,0.18,27.36,72.650000000000006,0,-1,0.98]
[0.35,1180,0.17,0.27,27.03,72.98,0,-1,0.99]
[0.35,1180,0.17,0.36,26.89,73.12,0,-1,1]
[0.35,1180,0.17,0.45,26.81,73.2,0,-1,1]
[0.35,1180,0.17,0.54,26.77,73.239999999999995,0,-1,1]
[0.35,1180,0.17,0.63,26.74,73.27,0,-1,1]
[0.35,1180,0.17,0.72,26.71,73.3,0,-1,1]
[0.35,1180,0.17,1.08,26.67,73.349999999999994,0,-1,1]
[0.35,1180,0.17,1.44,26.65,73.37,0,-1,1]
[0.35,1180,0.17,1.8,26.63,73.39,0,-1,1]
[0.35,1180,0.17,3.6,26.61,73.430000000000007,0,-1,1]
[0.35,1180,0.17,7.2,26.61,73.5,0,-1,1]
[0.35,1180,0.17,10.8,26.61,73.58,0,-1,1]
[0.35,1180,0.17,14.4,26.61,73.7,0,-1,1]
[0.35,1180,0.17,18,26.6,73.87,0,-1,1]
[0.35,1180,0.17,27,26.6,74.06,0,-1,1]
[0.35,1180,0.17,36,26.6,74.25,0,-1,1]
[0.35,1200,0.17,0.18,27.36,72.650000000000006,0,-1,0.98]
[0.35,1200,0.17,0.27,27.03,72.98,0,-1,0.99]
[0.35,1200,0.17,0.36,26.89,73.12,0,-1,1]
[0.35,1200,0.17,0.45,26.81,73.19,0,-1,1]
[0.35,1200,0.17,0.54,26.77,73.239999999999995,0,-1,1]
[0.35,1200,0.17,0.63,26.74,73.27,0,-1,1]
[0.35,1200,0.17,0.72,26.72,73.3,0,-1,1]
[0.35,1200,0.17,1.08,26.67,73.349999999999994,0,-1,1]
[0.35,1200,0.17,1.44,26.65,73.37,0,-1,1]
[0.35,1200,0.17,1.8,26.63,73.39,0,-1,1]
[0.35,1200,0.17,3.6,26.61,73.430000000000007,0,-1,1]
[0.35,1200,0.17,7.2,26.61,73.5,0,-1,1]
[0.35,1200,0.17,10.8,26.61,73.58,0,-1,1]
[0.35,1200,0.17,14.4,26.61,73.7,0,-1,1]
[0.35,1200,0.17,18,26.6,73.87,0,-1,1]
[0.35,1200,0.17,27,26.6,74.06,0,-1,1]
[0.35,1200,0.17,36,26.6,74.25,0,-1,1]
[0.36,1220,0.17,0.18,27.36,72.64,0,-1,0.98]
[0.36,1220,0.17,0.27,27.03,72.98,0,-1,0.99]
[0.36,1220,0.17,0.36,26.89,73.11,0,-1,1]
[0.36,1220,0.17,0.45,26.82,73.19,0,-1,1]
[0.36,1220,0.17,0.54,26.77,73.239999999999995,0,-1,1]
[0.36,1220,0.17,0.63,26.74,73.27,0,-1,1]
[0.36,1220,0.17,0.72,26.72,73.3,0,-1,1]
[0.36,1220,0.17,1.08,26.67,73.349999999999994,0,-1,1]
[0.36,1220,0.17,1.44,26.65,73.37,0,-1,1]
[0.36,1220,0.17,1.8,26.63,73.39,0,-1,1]
[0.36,1220,0.17,3.6,26.61,73.430000000000007,0,-1,1]
[0.36,1220,0.17,7.2,26.61,73.489999999999995,0,-1,1]
[0.36,1220,0.17,10.8,26.61,73.58,0,-1,1]
[0.36,1220,0.17,14.4,26.61,73.7,0,-1,1]
[0.36,1220,0.17,18,26.6,73.87,0,-1,1]
[0.36,1220,0.17,27,26.6,74.06,0,-1,1]
[0.36,1220,0.17,36,26.6,74.25,0,-1,1]
[0.37,1240,0.17,0.18,27.37,72.64,0,-1,0.98]
[0.37,1240,0.17,0.27,27.03,72.97,0,-1,0.99]
[0.37,1240,0.17,0.36,26.89,73.11,0,-1,1]
[0.37,1240,0.17,0.45,26.82,73.19,0,-1,1]
[0.37,1240,0.17,0.54,26.77,73.239999999999995,0,-1,1]
[0.37,1240,0.17,0.63,26.74,73.27,0,-1,1]
[0.37,1240,0.17,0.72,26.72,73.290000000000006,0,-1,1]
[0.37,1240,0.17,1.08,26.67,73.349999999999994,0,-1,1]
[0.37,1240,0.17,1.44,26.65,73.37,0,-1,1]
[0.37,1240,0.17,1.8,26.63,73.39,0,-1,1]
[0.37,1240,0.17,3.6,26.61,73.430000000000007,0,-1,1]
[0.37,1240,0.17,7.2,26.61,73.489999999999995,0,-1,1]
[0.37,1240,0.17,10.8,26.61,73.58,0,-1,1]
[0.37,1240,0.17,14.4,26.61,73.7,0,-1,1]
[0.37,1240,0.17,18,26.6,73.87,0,-1,1]
[0.37,1240,0.17,27,26.6,74.06,0,-1,1]
[0.37,1240,0.17,36,26.6,74.25,0,-1,1]
[0.38,1260,0.17,0.18,27.37,72.64,0,-1,0.98]
[0.38,1260,0.17,0.27,27.04,72.97,0,-1,0.99]
[0.38,1260,0.17,0.36,26.9,73.11,0,-1,1]
[0.38,1260,0.17,0.45,26.82,73.19,0,-1,1]
[0.38,1260,0.17,0.54,26.77,73.239999999999995,0,-1,1]
[0.38,1260,0.17,0.63,26.74,73.27,0,-1,1]
[0.38,1260,0.17,0.72,26.72,73.290000000000006,0,-1,1]
[0.38,1260,0.17,1.08,26.67,73.349999999999994,0,-1,1]
[0.38,1260,0.17,1.44,26.65,73.37,0,-1,1]
[0.38,1260,0.17,1.8,26.63,73.39,0,-1,1]
[0.38,1260,0.17,3.6,26.61,73.430000000000007,0,-1,1]
[0.38,1260,0.17,7.2,26.61,73.489999999999995,0,-1,1]
[0.38,1260,0.17,10.8,26.61,73.58,0,-1,1]
[0.38,1260,0.17,14.4,26.61,73.7,0,-1,1]
[0.38,1260,0.17,18,26.6,73.87,0,-1,1]
[0.38,1260,0.17,27,26.6,74.06,0,-1,1]
[0.38,1260,0.17,36,26.6,74.25,0,-1,1]
[0.38,1280,0.17,0.18,27.38,72.63,0,-1,0.98]
[0.38,1280,0.17,0.27,27.04,72.97,0,-1,0.99]
[0.38,1280,0.17,0.36,26.9,73.11,0,-1,1]
[0.38,1280,0.17,0.45,26.82,73.19,0,-1,1]
[0.38,1280,0.17,0.54,26.77,73.239999999999995,0,-1,1]
[0.38,1280,0.17,0.63,26.74,73.27,0,-1,1]
[0.38,1280,0.17,0.72,26.72,73.290000000000006,0,-1,1]
[0.38,1280,0.17,1.08,26.67,73.349999999999994,0,-1,1]
[0.38,1280,0.17,1.44,26.65,73.37,0,-1,1]
[0.38,1280,0.17,1.8,26.63,73.39,0,-1,1]
[0.38,1280,0.17,3.6,26.61,73.430000000000007,0,-1,1]
[0.38,1280,0.17,7.2,26.61,73.489999999999995,0,-1,1]
[0.38,1280,0.17,10.8,26.61,73.58,0,-1,1]
[0.38,1280,0.17,14.4,26.61,73.7,0,-1,1]
[0.38,1280,0.17,18,26.6,73.87,0,-1,1]
[0.38,1280,0.17,27,26.6,74.06,0,-1,1]
[0.38,1280,0.17,36,26.6,74.25,0,-1,1]
[0.39,1300,0.17,0.18,27.38,72.63,0,-1,0.98]
[0.39,1300,0.17,0.27,27.04,72.97,0,-1,0.99]
[0.39,1300,0.17,0.36,26.9,73.11,0,-1,1]
[0.39,1300,0.17,0.45,26.82,73.19,0,-1,1]
[0.39,1300,0.17,0.54,26.77,73.239999999999995,0,-1,1]
[0.39,1300,0.17,0.63,26.74,73.27,0,-1,1]
[0.39,1300,0.17,0.72,26.72,73.290000000000006,0,-1,1]
[0.39,1300,0.17,1.08,26.67,73.34,0,-1,1]
[0.39,1300,0.17,1.44,26.65,73.37,0,-1,1]
[0.39,1300,0.17,1.8,26.64,73.39,0,-1,1]
[0.39,1300,0.17,3.6,26.61,73.430000000000007,0,-1,1]
[0.39,1300,0.17,7.2,26.61,73.489999999999995,0,-1,1]
[0.39,1300,0.17,10.8,26.61,73.58,0,-1,1]
[0.39,1300,0.17,14.4,26.61,73.7,0,-1,1]
[0.39,1300,0.17,18,26.6,73.87,0,-1,1]
[0.39,1300,0.17,27,26.6,74.06,0,-1,1]
[0.39,1300,0.17,36,26.6,74.25,0,-1,1]
[0.4,1320,0.17,0.18,27.38,72.62,0,-1,0.98]
[0.4,1320,0.17,0.27,27.04,72.97,0,-1,0.99]
[0.4,1320,0.17,0.36,26.9,73.11,0,-1,1]
[0.4,1320,0.17,0.45,26.82,73.19,0,-1,1]
[0.4,1320,0.17,0.54,26.77,73.239999999999995,0,-1,1]
[0.4,1320,0.17,0.63,26.74,73.27,0,-1,1]
[0.4,1320,0.17,0.72,26.72,73.290000000000006,0,-1,1]
[0.4,1320,0.17,1.08,26.67,73.34,0,-1,1]
[0.4,1320,0.17,1.44,26.65,73.37,0,-1,1]
[0.4,1320,0.17,1.8,26.64,73.39,0,-1,1]
[0.4,1320,0.17,3.6,26.61,73.430000000000007,0,-1,1]
[0.4,1320,0.17,7.2,26.61,73.489999999999995,0,-1,1]
[0.4,1320,0.17,10.8,26.61,73.58,0,-1,1]
[0.4,1320,0.17,14.4,26.61,73.7,0,-1,1]
[0.4,1320,0.17,18,26.6,73.87,0,-1,1]
[0.4,1320,0.17,27,26.6,74.06,0,-1,1]
[0.4,1320,0.17,36,26.6,74.25,0,-1,1]
[0.41,1340,0.17,0.18,27.39,72.62,0,-1,0.98]
[0.41,1340,0.17,0.27,27.04,72.959999999999994,0,-1,0.99]
[0.41,1340,0.17,0.36,26.9,73.11,0,-1,1]
[0.41,1340,0.17,0.45,26.82,73.19,0,-1,1]
[0.41,1340,0.17,0.54,26.77,73.239999999999995,0,-1,1]
[0.41,1340,0.17,0.63,26.74,73.27,0,-1,1]
[0.41,1340,0.17,0.72,26.72,73.290000000000006,0,-1,1]
[0.41,1340,0.17,1.08,26.67,73.34,0,-1,1]
[0.41,1340,0.17,1.44,26.65,73.37,0,-1,1]
[0.41,1340,0.17,1.8,26.64,73.39,0,-1,1]
[0.41,1340,0.17,3.6,26.61,73.430000000000007,0,-1,1]
[0.41,1340,0.17,7.2,26.61,73.489999999999995,0,-1,1]
[0.41,1340,0.17,10.8,26.61,73.58,0,-1,1]
[0.41,1340,0.17,14.4,26.61,73.7,0,-1,1]
[0.41,1340,0.17,18,26.6,73.87,0,-1,1]
[0.41,1340,0.17,27,26.6,74.06,0,-1,1]
[0.41,1340,0.17,36,26.6,74.25,0,-1,1]
[0.41,1360,0.17,0.18,27.39,72.62,0,-1,0.98]
[0.41,1360,0.17,0.27,27.05,72.959999999999994,0,-1,0.99]
[0.41,1360,0.17,0.36,26.9,73.099999999999994,0,-1,1]
[0.41,1360,0.17,0.45,26.82,73.180000000000007,0,-1,1]
[0.41,1360,0.17,0.54,26.77,73.23,0,-1,1]
[0.41,1360,0.17,0.63,26.74,73.27,0,-1,1]
[0.41,1360,0.17,0.72,26.72,73.290000000000006,0,-1,1]
[0.41,1360,0.17,1.08,26.67,73.34,0,-1,1]
[0.41,1360,0.17,1.44,26.65,73.37,0,-1,1]
[0.41,1360,0.17,1.8,26.64,73.39,0,-1,1]
[0.41,1360,0.17,3.6,26.61,73.430000000000007,0,-1,1]
[0.41,1360,0.17,7.2,26.61,73.489999999999995,0,-1,1]
[0.41,1360,0.17,10.8,26.61,73.58,0,-1,1]
[0.41,1360,0.17,14.4,26.61,73.7,0,-1,1]
[0.41,1360,0.17,18,26.6,73.87,0,-1,1]
[0.41,1360,0.17,27,26.6,74.06,0,-1,1]
[0.41,1360,0.17,36,26.6,74.25,0,-1,1]
[0.42,1380,0.17,0.18,27.39,72.61,0,-1,0.98]
[0.42,1380,0.17,0.27,27.05,72.959999999999994,0,-1,0.99]
[0.42,1380,0.17,0.36,26.91,73.099999999999994,0,-1,1]
[0.42,1380,0.17,0.45,26.82,73.180000000000007,0,-1,1]
[0.42,1380,0.17,0.54,26.78,73.23,0,-1,1]
[0.42,1380,0.17,0.63,26.74,73.27,0,-1,1]
[0.42,1380,0.17,0.72,26.72,73.290000000000006,0,-1,1]
[0.42,1380,0.17,1.08,26.67,73.34,0,-1,1]
[0.42,1380,0.17,1.44,26.65,73.37,0,-1,1]
[0.42,1380,0.17,1.8,26.64,73.39,0,-1,1]
[0.42,1380,0.17,3.6,26.61,73.430000000000007,0,-1,1]
[0.42,1380,0.17,7.2,26.61,73.489999999999995,0,-1,1]
[0.42,1380,0.17,10.8,26.61,73.58,0,-1,1]
[0.42,1380,0.17,14.4,26.61,73.7,0,-1,1]
[0.42,1380,0.17,18,26.6,73.87,0,-1,1]
[0.42,1380,0.17,27,26.6,74.06,0,-1,1]
[0.42,1380,0.17,36,26.6,74.25,0,-1,1]
[0.43,1400,0.17,0.18,27.4,72.61,0,-1,0.98]
[0.43,1400,0.17,0.27,27.05,72.959999999999994,0,-1,0.99]
[0.43,1400,0.17,0.36,26.91,73.099999999999994,0,-1,1]
[0.43,1400,0.17,0.45,26.83,73.180000000000007,0,-1,1]
[0.43,1400,0.17,0.54,26.78,73.23,0,-1,1]
[0.43,1400,0.17,0.63,26.74,73.27,0,-1,1]
[0.43,1400,0.17,0.72,26.72,73.290000000000006,0,-1,1]
[0.43,1400,0.17,1.08,26.67,73.34,0,-1,1]
[0.43,1400,0.17,1.44,26.65,73.37,0,-1,1]
[0.43,1400,0.17,1.8,26.64,73.39,0,-1,1]
[0.43,1400,0.17,3.6,26.61,73.430000000000007,0,-1,1]
[0.43,1400,0.17,7.2,26.61,73.489999999999995,0,-1,1]
[0.43,1400,0.17,10.8,26.61,73.58,0,-1,1]
[0.43,1400,0.17,14.4,26.61,73.7,0,-1,1]
[0.43,1400,0.17,18,26.6,73.87,0,-1,1]
[0.43,1400,0.17,27,26.6,74.06,0,-1,1]
[0.43,1400,0.17,36,26.6,74.25,0,-1,1]
[0.44,1420,0.17,0.18,27.4,72.61,0,-1,0.98]
[0.44,1420,0.17,0.27,27.05,72.95,0,-1,0.99]
[0.44,1420,0.17,0.36,26.91,73.099999999999994,0,-1,1]
[0.44,1420,0.17,0.45,26.83,73.180000000000007,0,-1,1]
[0.44,1420,0.17,0.54,26.78,73.23,0,-1,1]
[0.44,1420,0.17,0.63,26.75,73.260000000000005,0,-1,1]
[0.44,1420,0.17,0.72,26.72,73.290000000000006,0,-1,1]
[0.44,1420,0.17,1.08,26.67,73.34,0,-1,1]
[0.44,1420,0.17,1.44,26.65,73.37,0,-1,1]
[0.44,1420,0.17,1.8,26.64,73.39,0,-1,1]
[0.44,1420,0.17,3.6,26.62,73.430000000000007,0,-1,1]
[0.44,1420,0.17,7.2,26.61,73.489999999999995,0,-1,1]
[0.44,1420,0.17,10.8,26.61,73.58,0,-1,1]
[0.44,1420,0.17,14.4,26.61,73.7,0,-1,1]
[0.44,1420,0.17,18,26.6,73.87,0,-1,1]
[0.44,1420,0.17,27,26.6,74.06,0,-1,1]
[0.44,1420,0.17,36,26.6,74.25,0,-1,1]
[0.45,1440,0.17,0.18,27.4,72.599999999999994,0,-1,0.98]
[0.45,1440,0.17,0.27,27.06,72.95,0,-1,0.99]
[0.45,1440,0.17,0.36,26.91,73.099999999999994,0,-1,1]
[0.45,1440,0.17,0.45,26.83,73.180000000000007,0,-1,1]
[0.45,1440,0.17,0.54,26.78,73.23,0,-1,1]
[0.45,1440,0.17,0.63,26.75,73.260000000000005,0,-1,1]
[0.45,1440,0.17,0.72,26.72,73.290000000000006,0,-1,1]
[0.45,1440,0.17,1.08,26.67,73.34,0,-1,1]
[0.45,1440,0.17,1.44,26.65,73.37,0,-1,1]
[0.45,1440,0.17,1.8,26.64,73.39,0,-1,1]
[0.45,1440,0.17,3.6,26.62,73.430000000000007,0,-1,1]
[0.45,1440,0.17,7.2,26.61,73.489999999999995,0,-1,1]
[0.45,1440,0.17,10.8,26.61,73.58,0,-1,1]
[0.45,1440,0.17,14.4,26.61,73.7,0,-1,1]
[0.45,1440,0.17,18,26.6,73.87,0,-1,1]
[0.45,1440,0.17,27,26.6,74.06,0,-1,1]
[0.45,1440,0.17,36,26.6,74.25,0,-1,1]
[0.45,1460,0.17,0.18,27.41,72.599999999999994,0,-1,0.98]
[0.45,1460,0.17,0.27,27.06,72.95,0,-1,0.99]
[0.45,1460,0.17,0.36,26.91,73.099999999999994,0,-1,1]
[0.45,1460,0.17,0.45,26.83,73.180000000000007,0,-1,1]
[0.45,1460,0.17,0.54,26.78,73.23,0,-1,1]
[0.45,1460,0.17,0.63,26.75,73.260000000000005,0,-1,1]
[0.45,1460,0.17,0.72,26.72,73.290000000000006,0,-1,1]
[0.45,1460,0.17,1.08,26.67,73.34,0,-1,1]
[0.45,1460,0.17,1.44,26.65,73.37,0,-1,1]
[0.45,1460,0.17,1.8,26.64,73.39,0,-1,1]
[0.45,1460,0.17,3.6,26.62,73.430000000000007,0,-1,1]
[0.45,1460,0.17,7.2,26.61,73.489999999999995,0,-1,1]
[0.45,1460,0.17,10.8,26.61,73.58,0,-1,1]
[0.45,1460,0.17,14.4,26.61,73.7,0,-1,1]
[0.45,1460,0.17,18,26.6,73.87,0,-1,1]
[0.45,1460,0.17,27,26.6,74.06,0,-1,1]
[0.45,1460,0.17,36,26.6,74.25,0,-1,1]
[0.46,1480,0.17,0.18,27.41,72.59,0,-1,0.98]
[0.46,1480,0.17,0.27,27.06,72.95,0,-1,0.99]
[0.46,1480,0.17,0.36,26.91,73.099999999999994,0,-1,1]
[0.46,1480,0.17,0.45,26.83,73.180000000000007,0,-1,1]
[0.46,1480,0.17,0.54,26.78,73.23,0,-1,1]
[0.46,1480,0.17,0.63,26.75,73.260000000000005,0,-1,1]
[0.46,1480,0.17,0.72,26.72,73.290000000000006,0,-1,1]
[0.46,1480,0.17,1.08,26.67,73.34,0,-1,1]
[0.46,1480,0.17,1.44,26.65,73.37,0,-1,1]
[0.46,1480,0.17,1.8,26.64,73.39,0,-1,1]
[0.46,1480,0.17,3.6,26.62,73.430000000000007,0,-1,1]
[0.46,1480,0.17,7.2,26.61,73.489999999999995,0,-1,1]
[0.46,1480,0.17,10.8,26.61,73.58,0,-1,1]
[0.46,1480,0.17,14.4,26.61,73.7,0,-1,1]
[0.46,1480,0.17,18,26.6,73.87,0,-1,1]
[0.46,1480,0.17,27,26.6,74.06,0,-1,1]
[0.46,1480,0.17,36,26.6,74.25,0,-1,1]
[0.04,20,0.11,0.18,26.64,34.549999999999997,39.15,0.03,1.1399999999999999]
[0.04,20,0.11,0.27,26.63,38.979999999999997,34.72,0.03,1.17]
[0.04,20,0.11,0.36,26.63,42.46,31.23,0.03,1.18]
[0.04,20,0.11,0.45,26.62,45.36,28.33,0.03,1.19]
[0.04,20,0.11,0.54,26.62,47.84,25.84,0.03,1.2]
[0.04,20,0.11,0.63,26.62,50,23.69,0.04,1.2]
[0.04,20,0.11,0.72,26.62,51.88,21.81,0.04,1.21]
[0.04,20,0.11,1.08,26.61,57.32,16.350000000000001,0.05,1.22]
[0.04,20,0.11,1.44,26.61,60.77,12.9,0.06,1.22]
[0.04,20,0.11,1.8,26.61,63.06,10.58,0.08,1.23]
[0.04,20,0.11,3.6,26.61,68.16,5.47,0.16,1.23]
[0.04,20,0.11,7.2,26.6,70.77,2.86,0.35,1.23]
[0.04,20,0.11,10.8,26.6,71.819999999999993,1.85,0.61,1.23]
[0.04,20,0.11,14.4,26.6,72.45,1.36,0.84,1.23]
[0.04,20,0.11,18,26.6,72.900000000000006,1,1.08,1.24]
[0.04,20,0.11,27,26.6,73.64,0.5,2.2799999999999998,1.24]
[0.04,20,0.11,36,26.6,73.930000000000007,0.32,6.83,1.24]
[0.04,40,0.11,0.18,26.7,46.22,27.23,0.04,1.01]
[0.04,40,0.11,0.27,26.67,50.25,23.22,0.05,1.04]
[0.04,40,0.11,0.36,26.65,53.08,20.420000000000002,0.05,1.06]
[0.04,40,0.11,0.45,26.64,55.25,18.25,0.06,1.07]
[0.04,40,0.11,0.54,26.64,57.02,16.489999999999998,7.0000000000000007E-2,1.08]
[0.04,40,0.11,0.63,26.63,58.53,14.98,7.0000000000000007E-2,1.0900000000000001]
[0.04,40,0.11,0.72,26.63,59.8,13.71,0.08,1.0900000000000001]
[0.04,40,0.11,1.08,26.62,63.35,10.16,0.1,1.1000000000000001]
[0.04,40,0.11,1.44,26.62,65.489999999999995,8.01,0.13,1.1100000000000001]
[0.04,40,0.11,1.8,26.61,66.91,6.57,0.16,1.1100000000000001]
[0.04,40,0.11,3.6,26.61,69.989999999999995,3.51,0.37,1.1200000000000001]
[0.04,40,0.11,7.2,26.61,71.61,1.96,0.71,1.1200000000000001]
[0.04,40,0.11,10.8,26.6,72.349999999999994,1.29,1.02,1.1200000000000001]
[0.04,40,0.11,14.4,26.6,72.819999999999993,0.91,1.37,1.1200000000000001]
[0.04,40,0.11,18,26.6,73.22,0.66,2.16,1.1200000000000001]
[0.04,40,0.11,27,26.6,73.7,0.38,8.1999999999999993,1.1200000000000001]
[0.04,40,0.11,36,26.6,73.98,0.28999999999999998,13.66,1.1200000000000001]
[0.05,60,0.11,0.18,26.76,53.71,19.63,7.0000000000000007E-2,0.96]
[0.05,60,0.11,0.27,26.71,57.16,16.23,0.08,1]
[0.05,60,0.11,0.36,26.68,59.44,13.99,0.09,1.02]
[0.05,60,0.11,0.45,26.67,61.11,12.32,0.1,1.04]
[0.05,60,0.11,0.54,26.66,62.44,11,0.11,1.04]
[0.05,60,0.11,0.63,26.65,63.54,9.92,0.12,1.05]
[0.05,60,0.11,0.72,26.64,64.430000000000007,9.02,0.14000000000000001,1.05]
[0.05,60,0.11,1.08,26.63,66.739999999999995,6.71,0.2,1.06]
[0.05,60,0.11,1.44,26.62,68.09,5.38,0.25,1.07]
[0.05,60,0.11,1.8,26.62,68.97,4.49,0.31,1.07]
[0.05,60,0.11,3.6,26.61,70.94,2.57,0.6,1.08]
[0.05,60,0.11,7.2,26.61,72.13,1.38,1.1399999999999999,1.08]
[0.05,60,0.11,10.8,26.6,72.680000000000007,0.91,1.64,1.08]
[0.05,60,0.11,14.4,26.6,73.069999999999993,0.68,2.93,1.08]
[0.05,60,0.11,18,26.6,73.36,0.54,6.83,1.08]
[0.05,60,0.11,27,26.6,73.75,0.35,8.1999999999999993,1.08]
[0.05,60,0.11,36,26.6,74.02,0.28000000000000003,20.49,1.08]
[0.05,80,0.11,0.18,26.82,58.83,14.46,0.1,0.94]
[0.05,80,0.11,0.27,26.75,61.81,11.57,0.14000000000000001,0.98]
[0.05,80,0.11,0.36,26.71,63.55,9.86,0.15,1.01]
[0.05,80,0.11,0.45,26.69,64.81,8.6,0.18,1.02]
[0.05,80,0.11,0.54,26.67,65.790000000000006,7.63,0.2,1.03]
[0.05,80,0.11,0.63,26.66,66.56,6.86,0.22,1.03]
[0.05,80,0.11,0.72,26.65,67.16,6.27,0.24,1.04]
[0.05,80,0.11,1.08,26.63,68.73,4.71,0.33,1.05]
[0.05,80,0.11,1.44,26.62,69.63,3.82,0.41,1.05]
[0.05,80,0.11,1.8,26.62,70.25,3.22,0.52,1.05]
[0.05,80,0.11,3.6,26.61,71.599999999999994,1.85,0.93,1.06]
[0.05,80,0.11,7.2,26.61,72.48,1.05,1.86,1.06]
[0.05,80,0.11,10.8,26.6,72.88,0.74,3.73,1.06]
[0.05,80,0.11,14.4,26.6,73.16,0.6,6.83,1.06]
[0.05,80,0.11,18,26.6,73.430000000000007,0.49,8.1999999999999993,1.06]
[0.05,80,0.11,27,26.6,73.790000000000006,0.31,13.66,1.06]
[0.05,80,0.11,36,26.6,74.02,0.22,20.49,1.06]
[0.06,100,0.11,0.18,26.88,62.32,10.89,0.16,0.93]
[0.06,100,0.11,0.27,26.78,64.8,8.51,0.21,0.97]
[0.06,100,0.11,0.36,26.73,66.209999999999994,7.14,0.24,1]
[0.06,100,0.11,0.45,26.7,67.17,6.19,0.28000000000000003,1.01]
[0.06,100,0.11,0.54,26.69,67.91,5.46,0.3,1.02]
[0.06,100,0.11,0.63,26.67,68.5,4.88,0.34,1.02]
[0.06,100,0.11,0.72,26.66,68.930000000000007,4.47,0.39,1.03]
[0.06,100,0.11,1.08,26.64,70.06,3.37,0.52,1.04]
[0.06,100,0.11,1.44,26.63,70.7,2.74,0.6,1.04]
[0.06,100,0.11,1.8,26.62,71.12,2.34,0.84,1.04]
[0.06,100,0.11,3.6,26.61,72.06,1.42,1.58,1.05]
[0.06,100,0.11,7.2,26.61,72.680000000000007,0.86,3.42,1.05]
[0.06,100,0.11,10.8,26.6,72.98,0.66,6.83,1.05]
[0.06,100,0.11,14.4,26.6,73.25,0.51,6.83,1.05]
[0.06,100,0.11,18,26.6,73.5,0.39,8.1999999999999993,1.05]
[0.06,100,0.11,27,26.6,73.83,0.24,20.49,1.05]
[0.06,100,0.11,36,26.6,74.06,0.19,40.99,1.05]
[7.0000000000000007E-2,120,0.11,0.18,26.94,64.78,8.34,0.22,0.92]
[7.0000000000000007E-2,120,0.11,0.27,26.81,66.89,6.34,0.31,0.97]
[7.0000000000000007E-2,120,0.11,0.36,26.76,68.03,5.27,0.38,0.99]
[7.0000000000000007E-2,120,0.11,0.45,26.72,68.83,4.5199999999999996,0.43,1]
[7.0000000000000007E-2,120,0.11,0.54,26.7,69.39,3.99,0.48,1.01]
[7.0000000000000007E-2,120,0.11,0.63,26.68,69.81,3.59,0.55000000000000004,1.02]
[7.0000000000000007E-2,120,0.11,0.72,26.67,70.14,3.27,0.62,1.02]
[7.0000000000000007E-2,120,0.11,1.08,26.64,70.989999999999995,2.4500000000000002,0.87,1.03]
[7.0000000000000007E-2,120,0.11,1.44,26.63,71.400000000000006,2.04,1.1399999999999999,1.03]
[7.0000000000000007E-2,120,0.11,1.8,26.62,71.67,1.78,1.32,1.03]
[7.0000000000000007E-2,120,0.11,3.6,26.61,72.36,1.1100000000000001,2.41,1.04]
[7.0000000000000007E-2,120,0.11,7.2,26.61,72.81,0.72,5.86,1.04]
[7.0000000000000007E-2,120,0.11,10.8,26.61,73.06,0.52,6.83,1.04]
[7.0000000000000007E-2,120,0.11,14.4,26.6,73.31,0.4,8.1999999999999993,1.04]
[7.0000000000000007E-2,120,0.11,18,26.6,73.56,0.28999999999999998,13.66,1.04]
[7.0000000000000007E-2,120,0.11,27,26.6,73.84,0.22,40.99,1.04]
[7.0000000000000007E-2,120,0.11,36,26.6,74.08,0.18,40.99,1.04]
[7.0000000000000007E-2,140,0.11,0.18,26.99,66.58,6.46,0.31,0.92]
[7.0000000000000007E-2,140,0.11,0.27,26.85,68.39,4.78,0.44,0.97]
[7.0000000000000007E-2,140,0.11,0.36,26.78,69.349999999999994,3.89,0.5,0.99]
[7.0000000000000007E-2,140,0.11,0.45,26.74,70,3.28,0.62,1]
[7.0000000000000007E-2,140,0.11,0.54,26.71,70.44,2.88,0.69,1.01]
[7.0000000000000007E-2,140,0.11,0.63,26.69,70.760000000000005,2.58,0.79,1.01]
[7.0000000000000007E-2,140,0.11,0.72,26.68,71.010000000000005,2.34,0.91,1.02]
[7.0000000000000007E-2,140,0.11,1.08,26.65,71.599999999999994,1.78,1.32,1.02]
[7.0000000000000007E-2,140,0.11,1.44,26.63,71.88,1.51,1.78,1.03]
[7.0000000000000007E-2,140,0.11,1.8,26.62,72.069999999999993,1.34,2.16,1.03]
[7.0000000000000007E-2,140,0.11,3.6,26.61,72.55,0.9,4.55,1.03]
[7.0000000000000007E-2,140,0.11,7.2,26.61,72.91,0.56999999999999995,6.83,1.03]
[7.0000000000000007E-2,140,0.11,10.8,26.61,73.150000000000006,0.42,8.1999999999999993,1.03]
[7.0000000000000007E-2,140,0.11,14.4,26.6,73.37,0.32,13.66,1.03]
[7.0000000000000007E-2,140,0.11,18,26.6,73.62,0.26,20.49,1.03]
[7.0000000000000007E-2,140,0.11,27,26.6,73.86,0.22,40.99,1.03]
[7.0000000000000007E-2,140,0.11,36,26.6,74.09,0.16,40.99,1.03]
[0.08,160,0.11,0.18,27.04,67.97,5.05,0.43,0.92]
[0.08,160,0.11,0.27,26.87,69.55,3.61,0.67,0.96]
[0.08,160,0.11,0.36,26.8,70.319999999999993,2.93,0.82,0.98]
[0.08,160,0.11,0.45,26.75,70.88,2.4,0.98,1]
[0.08,160,0.11,0.54,26.72,71.209999999999994,2.1,1.1399999999999999,1]
[0.08,160,0.11,0.63,26.7,71.44,1.88,1.21,1.01]
[0.08,160,0.11,0.72,26.69,71.62,1.71,1.52,1.01]
[0.08,160,0.11,1.08,26.65,72.03,1.33,2.41,1.02]
[0.08,160,0.11,1.44,26.63,72.2,1.18,2.56,1.02]
[0.08,160,0.11,1.8,26.63,72.349999999999994,1.04,2.73,1.03]
[0.08,160,0.11,3.6,26.61,72.7,0.72,5.12,1.03]
[0.08,160,0.11,7.2,26.61,73.010000000000005,0.49,8.1999999999999993,1.03]
[0.08,160,0.11,10.8,26.61,73.209999999999994,0.38,20.49,1.03]
[0.08,160,0.11,14.4,26.6,73.41,0.31,20.49,1.03]
[0.08,160,0.11,18,26.6,73.63,0.25,40.99,1.03]
[0.08,160,0.11,27,26.6,73.88,0.19,40.99,1.03]
[0.08,160,0.11,36,26.6,74.11,0.15,40.99,1.03]
[0.08,180,0.11,0.18,27.09,69.12,3.81,0.63,0.92]
[0.08,180,0.11,0.27,26.9,70.45,2.65,1.02,0.96]
[0.08,180,0.11,0.36,26.82,71.12,2.0699999999999998,1.41,0.98]
[0.08,180,0.11,0.45,26.76,71.55,1.7,1.86,0.99]
[0.08,180,0.11,0.54,26.73,71.760000000000005,1.53,2.41,1]
[0.08,180,0.11,0.63,26.71,71.91,1.4,2.41,1.01]
[0.08,180,0.11,0.72,26.69,72.05,1.29,2.73,1.01]
[0.08,180,0.11,1.08,26.65,72.34,1.04,3.15,1.02]
[0.08,180,0.11,1.44,26.64,72.489999999999995,0.9,3.73,1.02]
[0.08,180,0.11,1.8,26.63,72.61,0.8,4.55,1.02]
[0.08,180,0.11,3.6,26.61,72.84,0.6,6.83,1.03]
[0.08,180,0.11,7.2,26.61,73.09,0.42,20.49,1.03]
[0.08,180,0.11,10.8,26.61,73.260000000000005,0.33,20.49,1.03]
[0.08,180,0.11,14.4,26.6,73.45,0.25,20.49,1.03]
[0.08,180,0.11,18,26.6,73.650000000000006,0.21,40.99,1.03]
[0.08,180,0.11,27,26.6,73.900000000000006,0.18,40.99,1.03]
[0.08,180,0.11,36,26.6,74.13,0.13,40.99,1.03]
[0.09,200,0.11,0.18,27.14,69.91,2.97,0.8,0.92]
[0.09,200,0.11,0.27,26.92,71.02,2.08,1.46,0.96]
[0.09,200,0.11,0.36,26.83,71.599999999999994,1.6,1.71,0.98]
[0.09,200,0.11,0.45,26.77,71.92,1.33,2.56,0.99]
[0.09,200,0.11,0.54,26.74,72.099999999999994,1.19,2.56,1]
[0.09,200,0.11,0.63,26.71,72.239999999999995,1.07,2.93,1.01]
[0.09,200,0.11,0.72,26.7,72.33,0.99,3.73,1.01]
[0.09,200,0.11,1.08,26.66,72.58,0.8,4.55,1.02]
[0.09,200,0.11,1.44,26.64,72.69,0.7,5.12,1.02]
[0.09,200,0.11,1.8,26.63,72.760000000000005,0.65,6.83,1.02]
[0.09,200,0.11,3.6,26.61,72.94,0.49,13.66,1.02]
[0.09,200,0.11,7.2,26.61,73.13,0.36,20.49,1.02]
[0.09,200,0.11,10.8,26.61,73.3,0.28000000000000003,20.49,1.02]
[0.09,200,0.11,14.4,26.6,73.48,0.22,40.99,1.02]
[0.09,200,0.11,18,26.6,73.680000000000007,0.21,40.99,1.02]
[0.09,200,0.11,27,26.6,73.91,0.15,40.99,1.02]
[0.09,200,0.11,36,26.6,74.16,0.1,40.99,1.02]
[0.1,220,0.11,0.18,27.17,70.5,2.35,1.17,0.92]
[0.1,220,0.11,0.27,26.94,71.5,1.58,1.78,0.96]
[0.1,220,0.11,0.36,26.84,71.97,1.2,2.73,0.98]
[0.1,220,0.11,0.45,26.78,72.22,1.01,4.0999999999999996,0.99]
[0.1,220,0.11,0.54,26.74,72.349999999999994,0.92,4.55,1]
[0.1,220,0.11,0.63,26.72,72.459999999999994,0.83,4.55,1]
[0.1,220,0.11,0.72,26.7,72.55,0.76,4.55,1.01]
[0.1,220,0.11,1.08,26.66,72.73,0.62,6.83,1.01]
[0.1,220,0.11,1.44,26.64,72.819999999999993,0.56000000000000005,8.1999999999999993,1.02]
[0.1,220,0.11,1.8,26.63,72.87,0.52,8.1999999999999993,1.02]
[0.1,220,0.11,3.6,26.61,73.010000000000005,0.42,13.66,1.02]
[0.1,220,0.11,7.2,26.61,73.180000000000007,0.32,20.49,1.02]
[0.1,220,0.11,10.8,26.61,73.34,0.25,20.49,1.02]
[0.1,220,0.11,14.4,26.6,73.510000000000005,0.21,40.99,1.02]
[0.1,220,0.11,18,26.6,73.7,0.18,40.99,1.02]
[0.1,220,0.11,27,26.6,73.95,0.13,40.99,1.02]
[0.1,220,0.11,36,26.6,74.180000000000007,0.08,40.99,1.02]
[0.1,240,0.11,0.18,27.2,70.89,1.92,1.46,0.92]
[0.1,240,0.11,0.27,26.96,71.84,1.21,2.56,0.96]
[0.1,240,0.11,0.36,26.85,72.19,0.97,4.0999999999999996,0.98]
[0.1,240,0.11,0.45,26.79,72.400000000000006,0.82,4.55,0.99]
[0.1,240,0.11,0.54,26.75,72.53,0.74,4.55,1]
[0.1,240,0.11,0.63,26.72,72.62,0.67,5.86,1]
[0.1,240,0.11,0.72,26.7,72.69,0.63,6.83,1.01]
[0.1,240,0.11,1.08,26.66,72.849999999999994,0.52,8.1999999999999993,1.01]
[0.1,240,0.11,1.44,26.64,72.900000000000006,0.49,13.66,1.02]
[0.1,240,0.11,1.8,26.63,72.94,0.47,13.66,1.02]
[0.1,240,0.11,3.6,26.61,73.069999999999993,0.37,20.49,1.02]
[0.1,240,0.11,7.2,26.61,73.22,0.28999999999999998,20.49,1.02]
[0.1,240,0.11,10.8,26.61,73.38,0.21,40.99,1.02]
[0.1,240,0.11,14.4,26.6,73.53,0.17,40.99,1.02]
[0.1,240,0.11,18,26.6,73.72,0.15,40.99,1.02]
[0.1,240,0.11,27,26.6,73.97,0.11,40.99,1.02]
[0.1,240,0.11,36,26.6,74.2,0.05,40.99,1.02]
[0.11,260,0.11,0.18,27.23,71.28,1.5,1.86,0.92]
[0.11,260,0.11,0.27,26.98,72.12,0.92,3.42,0.97]
[0.11,260,0.11,0.36,26.86,72.400000000000006,0.76,5.12,0.98]
[0.11,260,0.11,0.45,26.8,72.59,0.64,6.83,0.99]
[0.11,260,0.11,0.54,26.75,72.69,0.57999999999999996,8.1999999999999993,1]
[0.11,260,0.11,0.63,26.73,72.760000000000005,0.54,10.25,1]
[0.11,260,0.11,0.72,26.71,72.81,0.5,10.25,1.01]
[0.11,260,0.11,1.08,26.66,72.930000000000007,0.42,13.66,1.01]
[0.11,260,0.11,1.44,26.64,72.98,0.4,13.66,1.01]
[0.11,260,0.11,1.8,26.63,73.010000000000005,0.38,13.66,1.02]
[0.11,260,0.11,3.6,26.61,73.12,0.31,20.49,1.02]
[0.11,260,0.11,7.2,26.61,73.27,0.22,20.49,1.02]
[0.11,260,0.11,10.8,26.61,73.400000000000006,0.18,40.99,1.02]
[0.11,260,0.11,14.4,26.6,73.55,0.16,40.99,1.02]
[0.11,260,0.11,18,26.6,73.75,0.14000000000000001,40.99,1.02]
[0.11,260,0.11,27,26.6,73.989999999999995,7.0000000000000007E-2,40.99,1.02]
[0.11,260,0.11,36,26.6,74.23,0.03,40.99,1.02]
[0.12,280,0.11,0.18,27.27,71.7,1.04,2.2799999999999998,0.92]
[0.12,280,0.11,0.27,27,72.39,0.62,4.55,0.97]
[0.12,280,0.11,0.36,26.87,72.62,0.51,8.1999999999999993,0.98]
[0.12,280,0.11,0.45,26.8,72.739999999999995,0.46,10.25,0.99]
[0.12,280,0.11,0.54,26.76,72.819999999999993,0.42,10.25,1]
[0.12,280,0.11,0.63,26.73,72.88,0.4,13.66,1]
[0.12,280,0.11,0.72,26.71,72.930000000000007,0.38,13.66,1.01]
[0.12,280,0.11,1.08,26.66,73.03,0.32,20.49,1.01]
[0.12,280,0.11,1.44,26.64,73.06,0.31,20.49,1.01]
[0.12,280,0.11,1.8,26.63,73.09,0.3,20.49,1.01]
[0.12,280,0.11,3.6,26.61,73.19,0.25,20.49,1.02]
[0.12,280,0.11,7.2,26.61,73.33,0.18,40.99,1.02]
[0.12,280,0.11,10.8,26.61,73.44,0.15,40.99,1.02]
[0.12,280,0.11,14.4,26.6,73.59,0.12,40.99,1.02]
[0.12,280,0.11,18,26.6,73.78,0.09,40.99,1.02]
[0.12,280,0.11,27,26.6,74.02,0.04,40.99,1.02]
[0.12,280,0.11,36,26.6,74.25,0,-1,1.02]
[0.13,300,0.11,0.18,27.3,71.989999999999995,0.72,4.55,0.92]
[0.13,300,0.11,0.27,27.01,72.540000000000006,0.47,10.25,0.97]
[0.13,300,0.11,0.36,26.88,72.73,0.41,20.49,0.98]
[0.13,300,0.11,0.45,26.81,72.819999999999993,0.39,20.49,0.99]
[0.13,300,0.11,0.54,26.76,72.89,0.36,20.49,1]
[0.13,300,0.11,0.63,26.73,72.95,0.34,20.49,1]
[0.13,300,0.11,0.72,26.71,72.989999999999995,0.32,20.49,1]
[0.13,300,0.11,1.08,26.67,73.09,0.27,20.49,1.01]
[0.13,300,0.11,1.44,26.65,73.12,0.26,20.49,1.01]
[0.13,300,0.11,1.8,26.63,73.150000000000006,0.24,20.49,1.01]
[0.13,300,0.11,3.6,26.61,73.25,0.19,20.49,1.01]
[0.13,300,0.11,7.2,26.61,73.36,0.13,40.99,1.02]
[0.13,300,0.11,10.8,26.61,73.47,0.11,40.99,1.02]
[0.13,300,0.11,14.4,26.61,73.61,0.09,40.99,1.02]
[0.13,300,0.11,18,26.6,73.81,7.0000000000000007E-2,40.99,1.02]
[0.13,300,0.11,27,26.6,74.06,0.01,40.99,1.02]
[0.13,300,0.11,36,26.6,74.25,0,-1,1.02]
[0.13,320,0.11,0.18,27.33,72.14,0.55000000000000004,6.83,0.93]
[0.13,320,0.11,0.27,27.02,72.63,0.37,20.49,0.97]
[0.13,320,0.11,0.36,26.89,72.790000000000006,0.34,20.49,0.98]
[0.13,320,0.11,0.45,26.81,72.88,0.31,20.49,0.99]
[0.13,320,0.11,0.54,26.77,72.95,0.28999999999999998,20.49,1]
[0.13,320,0.11,0.63,26.74,73.010000000000005,0.26,20.49,1]
[0.13,320,0.11,0.72,26.72,73.05,0.23,20.49,1]
[0.13,320,0.11,1.08,26.67,73.150000000000006,0.19,20.49,1.01]
[0.13,320,0.11,1.44,26.65,73.19,0.18,20.49,1.01]
[0.13,320,0.11,1.8,26.63,73.22,0.17,20.49,1.01]
[0.13,320,0.11,3.6,26.61,73.3,0.13,40.99,1.01]
[0.13,320,0.11,7.2,26.61,73.39,0.11,40.99,1.01]
[0.13,320,0.11,10.8,26.61,73.5,0.08,40.99,1.01]
[0.13,320,0.11,14.4,26.61,73.64,0.06,40.99,1.01]
[0.13,320,0.11,18,26.6,73.849999999999994,0.03,40.99,1.01]
[0.13,320,0.11,27,26.6,74.06,0,-1,1.01]
[0.13,320,0.11,36,26.6,74.25,0,-1,1.01]
[0.14000000000000001,340,0.11,0.18,27.36,72.27,0.37,10.25,0.93]
[0.14000000000000001,340,0.11,0.27,27.03,72.680000000000007,0.28999999999999998,20.49,0.97]
[0.14000000000000001,340,0.11,0.36,26.89,72.849999999999994,0.27,20.49,0.99]
[0.14000000000000001,340,0.11,0.45,26.82,72.95,0.24,20.49,0.99]
[0.14000000000000001,340,0.11,0.54,26.77,73.02,0.22,20.49,1]
[0.14000000000000001,340,0.11,0.63,26.74,73.069999999999993,0.2,20.49,1]
[0.14000000000000001,340,0.11,0.72,26.72,73.12,0.18,20.49,1]
[0.14000000000000001,340,0.11,1.08,26.67,73.22,0.13,20.49,1.01]
[0.14000000000000001,340,0.11,1.44,26.65,73.25,0.12,40.99,1.01]
[0.14000000000000001,340,0.11,1.8,26.64,73.27,0.12,40.99,1.01]
[0.14000000000000001,340,0.11,3.6,26.61,73.33,0.1,40.99,1.01]
[0.14000000000000001,340,0.11,7.2,26.61,73.42,7.0000000000000007E-2,40.99,1.01]
[0.14000000000000001,340,0.11,10.8,26.61,73.53,0.05,40.99,1.01]
[0.14000000000000001,340,0.11,14.4,26.61,73.680000000000007,0.02,40.99,1.01]
[0.14000000000000001,340,0.11,18,26.6,73.87,0,40.99,1.01]
[0.14000000000000001,340,0.11,27,26.6,74.06,0,-1,1.01]
[0.14000000000000001,340,0.11,36,26.6,74.25,0,-1,1.01]
[0.15,360,0.11,0.18,27.38,72.37,0.26,13.66,0.93]
[0.15,360,0.11,0.27,27.04,72.75,0.22,20.49,0.97]
[0.15,360,0.11,0.36,26.9,72.91,0.19,20.49,0.99]
[0.15,360,0.11,0.45,26.82,73.010000000000005,0.17,20.49,0.99]
[0.15,360,0.11,0.54,26.78,73.09,0.15,20.49,1]
[0.15,360,0.11,0.63,26.75,73.14,0.12,20.49,1]
[0.15,360,0.11,0.72,26.72,73.19,0.1,20.49,1]
[0.15,360,0.11,1.08,26.67,73.260000000000005,0.09,40.99,1.01]
[0.15,360,0.11,1.44,26.65,73.290000000000006,0.08,40.99,1.01]
[0.15,360,0.11,1.8,26.64,73.31,0.08,40.99,1.01]
[0.15,360,0.11,3.6,26.61,73.37,0.06,40.99,1.01]
[0.15,360,0.11,7.2,26.61,73.459999999999994,0.03,40.99,1.01]
[0.15,360,0.11,10.8,26.61,73.569999999999993,0.01,40.99,1.01]
[0.15,360,0.11,14.4,26.61,73.7,0,-1,1.01]
[0.15,360,0.11,18,26.6,73.87,0,-1,1.01]
[0.15,360,0.11,27,26.6,74.06,0,-1,1.01]
[0.15,360,0.11,36,26.6,74.25,0,-1,1.01]
[0.16,380,0.11,0.18,27.4,72.430000000000007,0.18,20.49,0.93]
[0.16,380,0.11,0.27,27.06,72.81,0.14000000000000001,20.49,0.97]
[0.16,380,0.11,0.36,26.91,72.98,0.12,20.49,0.99]
[0.16,380,0.11,0.45,26.83,73.08,0.1,40.99,0.99]
[0.16,380,0.11,0.54,26.78,73.14,0.09,40.99,1]
[0.16,380,0.11,0.63,26.75,73.19,7.0000000000000007E-2,40.99,1]
[0.16,380,0.11,0.72,26.73,73.23,0.06,40.99,1]
[0.16,380,0.11,1.08,26.67,73.3,0.05,40.99,1.01]
[0.16,380,0.11,1.44,26.65,73.33,0.04,40.99,1.01]
[0.16,380,0.11,1.8,26.64,73.349999999999994,0.04,40.99,1.01]
[0.16,380,0.11,3.6,26.62,73.400000000000006,0.02,40.99,1.01]
[0.16,380,0.11,7.2,26.61,73.489999999999995,0,-1,1.01]
[0.16,380,0.11,10.8,26.61,73.58,0,-1,1.01]
[0.16,380,0.11,14.4,26.61,73.7,0,-1,1.01]
[0.16,380,0.11,18,26.6,73.87,0,-1,1.01]
[0.16,380,0.11,27,26.6,74.06,0,-1,1.01]
[0.16,380,0.11,36,26.6,74.25,0,-1,1.01]
[0.16,400,0.11,0.18,27.41,72.48,0.12,20.49,0.94]
[0.16,400,0.11,0.27,27.06,72.84,0.1,40.99,0.97]
[0.16,400,0.11,0.36,26.92,73.010000000000005,0.09,40.99,0.99]
[0.16,400,0.11,0.45,26.83,73.099999999999994,7.0000000000000007E-2,40.99,0.99]
[0.16,400,0.11,0.54,26.78,73.17,0.06,40.99,1]
[0.16,400,0.11,0.63,26.75,73.209999999999994,0.04,40.99,1]
[0.16,400,0.11,0.72,26.73,73.25,0.03,40.99,1]
[0.16,400,0.11,1.08,26.67,73.319999999999993,0.02,40.99,1.01]
[0.16,400,0.11,1.44,26.65,73.349999999999994,0.01,40.99,1.01]
[0.16,400,0.11,1.8,26.64,73.37,0.01,40.99,1.01]
[0.16,400,0.11,3.6,26.62,73.430000000000007,0,-1,1.01]
[0.16,400,0.11,7.2,26.61,73.489999999999995,0,-1,1.01]
[0.16,400,0.11,10.8,26.61,73.58,0,-1,1.01]
[0.16,400,0.11,14.4,26.61,73.7,0,-1,1.01]
[0.16,400,0.11,18,26.6,73.87,0,-1,1.01]
[0.16,400,0.11,27,26.6,74.06,0,-1,1.01]
[0.16,400,0.11,36,26.6,74.25,0,-1,1.01]
[0.17,420,0.11,0.18,27.44,72.510000000000005,0.06,40.99,0.94]
[0.17,420,0.11,0.27,27.08,72.89,0.04,40.99,0.97]
[0.17,420,0.11,0.36,26.93,73.05,0.03,40.99,0.99]
[0.17,420,0.11,0.45,26.84,73.150000000000006,0.02,40.99,0.99]
[0.17,420,0.11,0.54,26.79,73.22,0,40.99,1]
[0.17,420,0.11,0.63,26.76,73.25,0,-1,1]
[0.17,420,0.11,0.72,26.73,73.28,0,-1,1]
[0.17,420,0.11,1.08,26.68,73.34,0,-1,1.01]
[0.17,420,0.11,1.44,26.65,73.36,0,-1,1.01]
[0.17,420,0.11,1.8,26.64,73.38,0,-1,1.01]
[0.17,420,0.11,3.6,26.62,73.430000000000007,0,-1,1.01]
[0.17,420,0.11,7.2,26.61,73.489999999999995,0,-1,1.01]
[0.17,420,0.11,10.8,26.61,73.58,0,-1,1.01]
[0.17,420,0.11,14.4,26.61,73.7,0,-1,1.01]
[0.17,420,0.11,18,26.6,73.87,0,-1,1.01]
[0.17,420,0.11,27,26.6,74.06,0,-1,1.01]
[0.17,420,0.11,36,26.6,74.25,0,-1,1.01]
[0.18,440,0.11,0.18,27.45,72.53,0.03,40.99,0.94]
[0.18,440,0.11,0.27,27.09,72.91,0.01,40.99,0.97]
[0.18,440,0.11,0.36,26.93,73.08,0,40.99,0.99]
[0.18,440,0.11,0.45,26.84,73.16,0,-1,0.99]
[0.18,440,0.11,0.54,26.79,73.22,0,-1,1]
[0.18,440,0.11,0.63,26.76,73.25,0,-1,1]
[0.18,440,0.11,0.72,26.73,73.28,0,-1,1]
[0.18,440,0.11,1.08,26.68,73.34,0,-1,1.01]
[0.18,440,0.11,1.44,26.65,73.36,0,-1,1.01]
[0.18,440,0.11,1.8,26.64,73.38,0,-1,1.01]
[0.18,440,0.11,3.6,26.62,73.430000000000007,0,-1,1.01]
[0.18,440,0.11,7.2,26.61,73.489999999999995,0,-1,1.01]
[0.18,440,0.11,10.8,26.61,73.58,0,-1,1.01]
[0.18,440,0.11,14.4,26.61,73.7,0,-1,1.01]
[0.18,440,0.11,18,26.6,73.87,0,-1,1.01]
[0.18,440,0.11,27,26.6,74.06,0,-1,1.01]
[0.18,440,0.11,36,26.6,74.25,0,-1,1.01]
[0.19,460,0.11,0.18,27.47,72.540000000000006,0,-1,0.94]
[0.19,460,0.11,0.27,27.09,72.91,0,-1,0.97]
[0.19,460,0.11,0.36,26.94,73.069999999999993,0,-1,0.99]
[0.19,460,0.11,0.45,26.85,73.16,0,-1,0.99]
[0.19,460,0.11,0.54,26.79,73.22,0,-1,1]
[0.19,460,0.11,0.63,26.76,73.25,0,-1,1]
[0.19,460,0.11,0.72,26.73,73.28,0,-1,1]
[0.19,460,0.11,1.08,26.68,73.34,0,-1,1.01]
[0.19,460,0.11,1.44,26.65,73.36,0,-1,1.01]
[0.19,460,0.11,1.8,26.64,73.38,0,-1,1.01]
[0.19,460,0.11,3.6,26.62,73.430000000000007,0,-1,1.01]
[0.19,460,0.11,7.2,26.61,73.489999999999995,0,-1,1.01]
[0.19,460,0.11,10.8,26.61,73.58,0,-1,1.01]
[0.19,460,0.11,14.4,26.61,73.7,0,-1,1.01]
[0.19,460,0.11,18,26.6,73.87,0,-1,1.01]
[0.19,460,0.11,27,26.6,74.06,0,-1,1.01]
[0.19,460,0.11,36,26.6,74.25,0,-1,1.01]
[0.2,480,0.11,0.18,27.48,72.53,0,-1,0.94]
[0.2,480,0.11,0.27,27.1,72.91,0,-1,0.98]
[0.2,480,0.11,0.36,26.94,73.069999999999993,0,-1,0.99]
[0.2,480,0.11,0.45,26.85,73.16,0,-1,0.99]
[0.2,480,0.11,0.54,26.8,73.209999999999994,0,-1,1]
[0.2,480,0.11,0.63,26.76,73.25,0,-1,1]
[0.2,480,0.11,0.72,26.73,73.28,0,-1,1]
[0.2,480,0.11,1.08,26.68,73.34,0,-1,1.01]
[0.2,480,0.11,1.44,26.65,73.36,0,-1,1.01]
[0.2,480,0.11,1.8,26.64,73.38,0,-1,1.01]
[0.2,480,0.11,3.6,26.62,73.430000000000007,0,-1,1.01]
[0.2,480,0.11,7.2,26.61,73.489999999999995,0,-1,1.01]
[0.2,480,0.11,10.8,26.61,73.58,0,-1,1.01]
[0.2,480,0.11,14.4,26.61,73.7,0,-1,1.01]
[0.2,480,0.11,18,26.6,73.87,0,-1,1.01]
[0.2,480,0.11,27,26.6,74.06,0,-1,1.01]
[0.2,480,0.11,36,26.6,74.25,0,-1,1.01]
[0.21,500,0.11,0.18,27.49,72.52,0,-1,0.95]
[0.21,500,0.11,0.27,27.1,72.900000000000006,0,-1,0.98]
[0.21,500,0.11,0.36,26.94,73.06,0,-1,0.99]
[0.21,500,0.11,0.45,26.85,73.16,0,-1,0.99]
[0.21,500,0.11,0.54,26.8,73.209999999999994,0,-1,1]
[0.21,500,0.11,0.63,26.76,73.25,0,-1,1]
[0.21,500,0.11,0.72,26.74,73.28,0,-1,1]
[0.21,500,0.11,1.08,26.68,73.33,0,-1,1.01]
[0.21,500,0.11,1.44,26.65,73.36,0,-1,1.01]
[0.21,500,0.11,1.8,26.64,73.38,0,-1,1.01]
[0.21,500,0.11,3.6,26.62,73.430000000000007,0,-1,1.01]
[0.21,500,0.11,7.2,26.61,73.489999999999995,0,-1,1.01]
[0.21,500,0.11,10.8,26.61,73.58,0,-1,1.01]
[0.21,500,0.11,14.4,26.61,73.7,0,-1,1.01]
[0.21,500,0.11,18,26.6,73.87,0,-1,1.01]
[0.21,500,0.11,27,26.6,74.06,0,-1,1.01]
[0.21,500,0.11,36,26.6,74.25,0,-1,1.01]
[0.22,520,0.11,0.18,27.5,72.510000000000005,0,-1,0.95]
[0.22,520,0.11,0.27,27.11,72.900000000000006,0,-1,0.98]
[0.22,520,0.11,0.36,26.95,73.06,0,-1,0.99]
[0.22,520,0.11,0.45,26.86,73.150000000000006,0,-1,0.99]
[0.22,520,0.11,0.54,26.8,73.209999999999994,0,-1,1]
[0.22,520,0.11,0.63,26.76,73.25,0,-1,1]
[0.22,520,0.11,0.72,26.74,73.27,0,-1,1]
[0.22,520,0.11,1.08,26.68,73.33,0,-1,1.01]
[0.22,520,0.11,1.44,26.65,73.36,0,-1,1.01]
[0.22,520,0.11,1.8,26.64,73.38,0,-1,1.01]
[0.22,520,0.11,3.6,26.62,73.430000000000007,0,-1,1.01]
[0.22,520,0.11,7.2,26.61,73.489999999999995,0,-1,1.01]
[0.22,520,0.11,10.8,26.61,73.58,0,-1,1.01]
[0.22,520,0.11,14.4,26.61,73.7,0,-1,1.01]
[0.22,520,0.11,18,26.6,73.87,0,-1,1.01]
[0.22,520,0.11,27,26.6,74.06,0,-1,1.01]
[0.22,520,0.11,36,26.6,74.25,0,-1,1.01]
[0.23,540,0.11,0.18,27.5,72.5,0,-1,0.95]
[0.23,540,0.11,0.27,27.11,72.89,0,-1,0.98]
[0.23,540,0.11,0.36,26.95,73.06,0,-1,0.99]
[0.23,540,0.11,0.45,26.86,73.150000000000006,0,-1,1]
[0.23,540,0.11,0.54,26.8,73.209999999999994,0,-1,1]
[0.23,540,0.11,0.63,26.77,73.239999999999995,0,-1,1]
[0.23,540,0.11,0.72,26.74,73.27,0,-1,1]
[0.23,540,0.11,1.08,26.68,73.33,0,-1,1.01]
[0.23,540,0.11,1.44,26.66,73.36,0,-1,1.01]
[0.23,540,0.11,1.8,26.64,73.38,0,-1,1.01]
[0.23,540,0.11,3.6,26.62,73.430000000000007,0,-1,1.01]
[0.23,540,0.11,7.2,26.61,73.489999999999995,0,-1,1.01]
[0.23,540,0.11,10.8,26.61,73.58,0,-1,1.01]
[0.23,540,0.11,14.4,26.61,73.7,0,-1,1.01]
[0.23,540,0.11,18,26.6,73.87,0,-1,1.01]
[0.23,540,0.11,27,26.6,74.06,0,-1,1.01]
[0.23,540,0.11,36,26.6,74.25,0,-1,1.01]
[0.24,560,0.11,0.18,27.51,72.489999999999995,0,-1,0.95]
[0.24,560,0.11,0.27,27.12,72.89,0,-1,0.98]
[0.24,560,0.11,0.36,26.95,73.05,0,-1,0.99]
[0.24,560,0.11,0.45,26.86,73.150000000000006,0,-1,1]
[0.24,560,0.11,0.54,26.8,73.209999999999994,0,-1,1]
[0.24,560,0.11,0.63,26.77,73.239999999999995,0,-1,1]
[0.24,560,0.11,0.72,26.74,73.27,0,-1,1]
[0.24,560,0.11,1.08,26.68,73.33,0,-1,1]
[0.24,560,0.11,1.44,26.66,73.36,0,-1,1.01]
[0.24,560,0.11,1.8,26.64,73.38,0,-1,1.01]
[0.24,560,0.11,3.6,26.62,73.430000000000007,0,-1,1.01]
[0.24,560,0.11,7.2,26.61,73.489999999999995,0,-1,1.01]
[0.24,560,0.11,10.8,26.61,73.58,0,-1,1.01]
[0.24,560,0.11,14.4,26.61,73.7,0,-1,1.01]
[0.24,560,0.11,18,26.6,73.87,0,-1,1.01]
[0.24,560,0.11,27,26.6,74.06,0,-1,1.01]
[0.24,560,0.11,36,26.6,74.25,0,-1,1.01]
[0.25,580,0.11,0.18,27.52,72.489999999999995,0,-1,0.95]
[0.25,580,0.11,0.27,27.12,72.88,0,-1,0.98]
[0.25,580,0.11,0.36,26.96,73.05,0,-1,0.99]
[0.25,580,0.11,0.45,26.86,73.14,0,-1,1]
[0.25,580,0.11,0.54,26.81,73.2,0,-1,1]
[0.25,580,0.11,0.63,26.77,73.239999999999995,0,-1,1]
[0.25,580,0.11,0.72,26.74,73.27,0,-1,1]
[0.25,580,0.11,1.08,26.68,73.33,0,-1,1]
[0.25,580,0.11,1.44,26.66,73.36,0,-1,1.01]
[0.25,580,0.11,1.8,26.64,73.38,0,-1,1.01]
[0.25,580,0.11,3.6,26.62,73.430000000000007,0,-1,1.01]
[0.25,580,0.11,7.2,26.61,73.489999999999995,0,-1,1.01]
[0.25,580,0.11,10.8,26.61,73.58,0,-1,1.01]
[0.25,580,0.11,14.4,26.61,73.7,0,-1,1.01]
[0.25,580,0.11,18,26.6,73.87,0,-1,1.01]
[0.25,580,0.11,27,26.6,74.06,0,-1,1.01]
[0.25,580,0.11,36,26.6,74.25,0,-1,1.01]
[0.26,600,0.11,0.18,27.53,72.48,0,-1,0.95]
[0.26,600,0.11,0.27,27.13,72.88,0,-1,0.98]
[0.26,600,0.11,0.36,26.96,73.05,0,-1,0.99]
[0.26,600,0.11,0.45,26.87,73.14,0,-1,1]
[0.26,600,0.11,0.54,26.81,73.2,0,-1,1]
[0.26,600,0.11,0.63,26.77,73.239999999999995,0,-1,1]
[0.26,600,0.11,0.72,26.74,73.27,0,-1,1]
[0.26,600,0.11,1.08,26.68,73.33,0,-1,1]
[0.26,600,0.11,1.44,26.66,73.36,0,-1,1.01]
[0.26,600,0.11,1.8,26.64,73.38,0,-1,1.01]
[0.26,600,0.11,3.6,26.62,73.430000000000007,0,-1,1.01]
[0.26,600,0.11,7.2,26.61,73.489999999999995,0,-1,1.01]
[0.26,600,0.11,10.8,26.61,73.58,0,-1,1.01]
[0.26,600,0.11,14.4,26.61,73.7,0,-1,1.01]
[0.26,600,0.11,18,26.6,73.87,0,-1,1.01]
[0.26,600,0.11,27,26.6,74.06,0,-1,1.01]
[0.26,600,0.11,36,26.6,74.25,0,-1,1.01]
[0.27,620,0.11,0.18,27.54,72.47,0,-1,0.96]
[0.27,620,0.11,0.27,27.13,72.87,0,-1,0.98]
[0.27,620,0.11,0.36,26.96,73.040000000000006,0,-1,0.99]
[0.27,620,0.11,0.45,26.87,73.14,0,-1,1]
[0.27,620,0.11,0.54,26.81,73.2,0,-1,1]
[0.27,620,0.11,0.63,26.77,73.239999999999995,0,-1,1]
[0.27,620,0.11,0.72,26.74,73.27,0,-1,1]
[0.27,620,0.11,1.08,26.68,73.33,0,-1,1]
[0.27,620,0.11,1.44,26.66,73.36,0,-1,1.01]
[0.27,620,0.11,1.8,26.64,73.38,0,-1,1.01]
[0.27,620,0.11,3.6,26.62,73.430000000000007,0,-1,1.01]
[0.27,620,0.11,7.2,26.61,73.489999999999995,0,-1,1.01]
[0.27,620,0.11,10.8,26.61,73.58,0,-1,1.01]
[0.27,620,0.11,14.4,26.61,73.7,0,-1,1.01]
[0.27,620,0.11,18,26.6,73.87,0,-1,1.01]
[0.27,620,0.11,27,26.6,74.06,0,-1,1.01]
[0.27,620,0.11,36,26.6,74.25,0,-1,1.01]
[0.28000000000000003,640,0.11,0.18,27.55,72.459999999999994,0,-1,0.96]
[0.28000000000000003,640,0.11,0.27,27.14,72.87,0,-1,0.98]
[0.28000000000000003,640,0.11,0.36,26.97,73.040000000000006,0,-1,0.99]
[0.28000000000000003,640,0.11,0.45,26.87,73.14,0,-1,1]
[0.28000000000000003,640,0.11,0.54,26.81,73.2,0,-1,1]
[0.28000000000000003,640,0.11,0.63,26.77,73.239999999999995,0,-1,1]
[0.28000000000000003,640,0.11,0.72,26.75,73.27,0,-1,1]
[0.28000000000000003,640,0.11,1.08,26.69,73.33,0,-1,1]
[0.28000000000000003,640,0.11,1.44,26.66,73.36,0,-1,1.01]
[0.28000000000000003,640,0.11,1.8,26.64,73.38,0,-1,1.01]
[0.28000000000000003,640,0.11,3.6,26.62,73.42,0,-1,1.01]
[0.28000000000000003,640,0.11,7.2,26.61,73.489999999999995,0,-1,1.01]
[0.28000000000000003,640,0.11,10.8,26.61,73.58,0,-1,1.01]
[0.28000000000000003,640,0.11,14.4,26.61,73.7,0,-1,1.01]
[0.28000000000000003,640,0.11,18,26.6,73.87,0,-1,1.01]
[0.28000000000000003,640,0.11,27,26.6,74.06,0,-1,1.01]
[0.28000000000000003,640,0.11,36,26.6,74.25,0,-1,1.01]
[0.28999999999999998,660,0.11,0.18,27.55,72.45,0,-1,0.96]
[0.28999999999999998,660,0.11,0.27,27.14,72.86,0,-1,0.98]
[0.28999999999999998,660,0.11,0.36,26.97,73.040000000000006,0,-1,0.99]
[0.28999999999999998,660,0.11,0.45,26.87,73.13,0,-1,1]
[0.28999999999999998,660,0.11,0.54,26.81,73.19,0,-1,1]
[0.28999999999999998,660,0.11,0.63,26.78,73.23,0,-1,1]
[0.28999999999999998,660,0.11,0.72,26.75,73.260000000000005,0,-1,1]
[0.28999999999999998,660,0.11,1.08,26.69,73.33,0,-1,1]
[0.28999999999999998,660,0.11,1.44,26.66,73.36,0,-1,1.01]
[0.28999999999999998,660,0.11,1.8,26.64,73.38,0,-1,1.01]
[0.28999999999999998,660,0.11,3.6,26.62,73.42,0,-1,1.01]
[0.28999999999999998,660,0.11,7.2,26.61,73.489999999999995,0,-1,1.01]
[0.28999999999999998,660,0.11,10.8,26.61,73.58,0,-1,1.01]
[0.28999999999999998,660,0.11,14.4,26.61,73.7,0,-1,1.01]
[0.28999999999999998,660,0.11,18,26.6,73.87,0,-1,1.01]
[0.28999999999999998,660,0.11,27,26.6,74.06,0,-1,1.01]
[0.28999999999999998,660,0.11,36,26.6,74.25,0,-1,1.01]
[0.3,680,0.11,0.18,27.56,72.45,0,-1,0.96]
[0.3,680,0.11,0.27,27.15,72.86,0,-1,0.98]
[0.3,680,0.11,0.36,26.97,73.03,0,-1,0.99]
[0.3,680,0.11,0.45,26.88,73.13,0,-1,1]
[0.3,680,0.11,0.54,26.82,73.19,0,-1,1]
[0.3,680,0.11,0.63,26.78,73.23,0,-1,1]
[0.3,680,0.11,0.72,26.75,73.260000000000005,0,-1,1]
[0.3,680,0.11,1.08,26.69,73.33,0,-1,1]
[0.3,680,0.11,1.44,26.66,73.36,0,-1,1.01]
[0.3,680,0.11,1.8,26.64,73.38,0,-1,1.01]
[0.3,680,0.11,3.6,26.62,73.42,0,-1,1.01]
[0.3,680,0.11,7.2,26.61,73.489999999999995,0,-1,1.01]
[0.3,680,0.11,10.8,26.61,73.58,0,-1,1.01]
[0.3,680,0.11,14.4,26.61,73.7,0,-1,1.01]
[0.3,680,0.11,18,26.6,73.87,0,-1,1.01]
[0.3,680,0.11,27,26.6,74.06,0,-1,1.01]
[0.3,680,0.11,36,26.6,74.25,0,-1,1.01]
[0.31,700,0.11,0.18,27.57,72.44,0,-1,0.96]
[0.31,700,0.11,0.27,27.15,72.849999999999994,0,-1,0.98]
[0.31,700,0.11,0.36,26.98,73.03,0,-1,0.99]
[0.31,700,0.11,0.45,26.88,73.13,0,-1,1]
[0.31,700,0.11,0.54,26.82,73.19,0,-1,1]
[0.31,700,0.11,0.63,26.78,73.23,0,-1,1]
[0.31,700,0.11,0.72,26.75,73.260000000000005,0,-1,1]
[0.31,700,0.11,1.08,26.69,73.33,0,-1,1]
[0.31,700,0.11,1.44,26.66,73.36,0,-1,1]
[0.31,700,0.11,1.8,26.64,73.38,0,-1,1.01]
[0.31,700,0.11,3.6,26.62,73.42,0,-1,1.01]
[0.31,700,0.11,7.2,26.61,73.489999999999995,0,-1,1.01]
[0.31,700,0.11,10.8,26.61,73.58,0,-1,1.01]
[0.31,700,0.11,14.4,26.61,73.7,0,-1,1.01]
[0.31,700,0.11,18,26.6,73.87,0,-1,1.01]
[0.31,700,0.11,27,26.6,74.06,0,-1,1.01]
[0.31,700,0.11,36,26.6,74.25,0,-1,1.01]
[0.32,720,0.11,0.18,27.58,72.430000000000007,0,-1,0.96]
[0.32,720,0.11,0.27,27.16,72.849999999999994,0,-1,0.98]
[0.32,720,0.11,0.36,26.98,73.03,0,-1,0.99]
[0.32,720,0.11,0.45,26.88,73.13,0,-1,1]
[0.32,720,0.11,0.54,26.82,73.19,0,-1,1]
[0.32,720,0.11,0.63,26.78,73.23,0,-1,1]
[0.32,720,0.11,0.72,26.75,73.260000000000005,0,-1,1]
[0.32,720,0.11,1.08,26.69,73.33,0,-1,1]
[0.32,720,0.11,1.44,26.66,73.36,0,-1,1]
[0.32,720,0.11,1.8,26.64,73.38,0,-1,1.01]
[0.32,720,0.11,3.6,26.62,73.42,0,-1,1.01]
[0.32,720,0.11,7.2,26.61,73.489999999999995,0,-1,1.01]
[0.32,720,0.11,10.8,26.61,73.58,0,-1,1.01]
[0.32,720,0.11,14.4,26.61,73.7,0,-1,1.01]
[0.32,720,0.11,18,26.6,73.87,0,-1,1.01]
[0.32,720,0.11,27,26.6,74.06,0,-1,1.01]
[0.32,720,0.11,36,26.6,74.25,0,-1,1.01]
[0.33,740,0.11,0.18,27.58,72.430000000000007,0,-1,0.96]
[0.33,740,0.11,0.27,27.16,72.849999999999994,0,-1,0.98]
[0.33,740,0.11,0.36,26.98,73.03,0,-1,0.99]
[0.33,740,0.11,0.45,26.88,73.13,0,-1,1]
[0.33,740,0.11,0.54,26.82,73.19,0,-1,1]
[0.33,740,0.11,0.63,26.78,73.23,0,-1,1]
[0.33,740,0.11,0.72,26.75,73.260000000000005,0,-1,1]
[0.33,740,0.11,1.08,26.69,73.33,0,-1,1]
[0.33,740,0.11,1.44,26.66,73.36,0,-1,1]
[0.33,740,0.11,1.8,26.64,73.38,0,-1,1.01]
[0.33,740,0.11,3.6,26.62,73.42,0,-1,1.01]
[0.33,740,0.11,7.2,26.61,73.489999999999995,0,-1,1.01]
[0.33,740,0.11,10.8,26.61,73.58,0,-1,1.01]
[0.33,740,0.11,14.4,26.61,73.7,0,-1,1.01]
[0.33,740,0.11,18,26.6,73.87,0,-1,1.01]
[0.33,740,0.11,27,26.6,74.06,0,-1,1.01]
[0.33,740,0.11,36,26.6,74.25,0,-1,1.01]
[0.35,760,0.11,0.18,27.59,72.41,0,-1,0.96]
[0.35,760,0.11,0.27,27.17,72.84,0,-1,0.98]
[0.35,760,0.11,0.36,26.99,73.02,0,-1,0.99]
[0.35,760,0.11,0.45,26.89,73.12,0,-1,1]
[0.35,760,0.11,0.54,26.82,73.180000000000007,0,-1,1]
[0.35,760,0.11,0.63,26.78,73.23,0,-1,1]
[0.35,760,0.11,0.72,26.75,73.260000000000005,0,-1,1]
[0.35,760,0.11,1.08,26.69,73.319999999999993,0,-1,1]
[0.35,760,0.11,1.44,26.66,73.36,0,-1,1]
[0.35,760,0.11,1.8,26.65,73.38,0,-1,1.01]
[0.35,760,0.11,3.6,26.62,73.42,0,-1,1.01]
[0.35,760,0.11,7.2,26.61,73.489999999999995,0,-1,1.01]
[0.35,760,0.11,10.8,26.61,73.58,0,-1,1.01]
[0.35,760,0.11,14.4,26.61,73.7,0,-1,1.01]
[0.35,760,0.11,18,26.6,73.87,0,-1,1.01]
[0.35,760,0.11,27,26.6,74.06,0,-1,1.01]
[0.35,760,0.11,36,26.6,74.25,0,-1,1.01]
[0.36,780,0.11,0.18,27.6,72.41,0,-1,0.97]
[0.36,780,0.11,0.27,27.17,72.83,0,-1,0.99]
[0.36,780,0.11,0.36,26.99,73.02,0,-1,0.99]
[0.36,780,0.11,0.45,26.89,73.12,0,-1,1]
[0.36,780,0.11,0.54,26.83,73.180000000000007,0,-1,1]
[0.36,780,0.11,0.63,26.79,73.22,0,-1,1]
[0.36,780,0.11,0.72,26.76,73.260000000000005,0,-1,1]
[0.36,780,0.11,1.08,26.69,73.319999999999993,0,-1,1]
[0.36,780,0.11,1.44,26.66,73.36,0,-1,1]
[0.36,780,0.11,1.8,26.65,73.38,0,-1,1]
[0.36,780,0.11,3.6,26.62,73.42,0,-1,1.01]
[0.36,780,0.11,7.2,26.61,73.489999999999995,0,-1,1.01]
[0.36,780,0.11,10.8,26.61,73.58,0,-1,1.01]
[0.36,780,0.11,14.4,26.61,73.7,0,-1,1.01]
[0.36,780,0.11,18,26.61,73.87,0,-1,1.01]
[0.36,780,0.11,27,26.6,74.06,0,-1,1.01]
[0.36,780,0.11,36,26.6,74.25,0,-1,1.01]
[0.37,800,0.11,0.18,27.61,72.400000000000006,0,-1,0.97]
[0.37,800,0.11,0.27,27.18,72.83,0,-1,0.99]
[0.37,800,0.11,0.36,26.99,73.010000000000005,0,-1,0.99]
[0.37,800,0.11,0.45,26.89,73.12,0,-1,1]
[0.37,800,0.11,0.54,26.83,73.180000000000007,0,-1,1]
[0.37,800,0.11,0.63,26.79,73.22,0,-1,1]
[0.37,800,0.11,0.72,26.76,73.25,0,-1,1]
[0.37,800,0.11,1.08,26.69,73.319999999999993,0,-1,1]
[0.37,800,0.11,1.44,26.66,73.349999999999994,0,-1,1]
[0.37,800,0.11,1.8,26.65,73.38,0,-1,1]
[0.37,800,0.11,3.6,26.62,73.42,0,-1,1.01]
[0.37,800,0.11,7.2,26.61,73.489999999999995,0,-1,1.01]
[0.37,800,0.11,10.8,26.61,73.58,0,-1,1.01]
[0.37,800,0.11,14.4,26.61,73.7,0,-1,1.01]
[0.37,800,0.11,18,26.61,73.87,0,-1,1.01]
[0.37,800,0.11,27,26.6,74.06,0,-1,1.01]
[0.37,800,0.11,36,26.6,74.25,0,-1,1.01]
[0.37,820,0.11,0.18,27.61,72.39,0,-1,0.97]
[0.37,820,0.11,0.27,27.18,72.83,0,-1,0.99]
[0.37,820,0.11,0.36,27,73.010000000000005,0,-1,0.99]
[0.37,820,0.11,0.45,26.89,73.12,0,-1,1]
[0.37,820,0.11,0.54,26.83,73.180000000000007,0,-1,1]
[0.37,820,0.11,0.63,26.79,73.22,0,-1,1]
[0.37,820,0.11,0.72,26.76,73.25,0,-1,1]
[0.37,820,0.11,1.08,26.69,73.319999999999993,0,-1,1]
[0.37,820,0.11,1.44,26.66,73.349999999999994,0,-1,1]
[0.37,820,0.11,1.8,26.65,73.38,0,-1,1]
[0.37,820,0.11,3.6,26.62,73.42,0,-1,1.01]
[0.37,820,0.11,7.2,26.61,73.489999999999995,0,-1,1.01]
[0.37,820,0.11,10.8,26.61,73.58,0,-1,1.01]
[0.37,820,0.11,14.4,26.61,73.7,0,-1,1.01]
[0.37,820,0.11,18,26.61,73.87,0,-1,1.01]
[0.37,820,0.11,27,26.6,74.06,0,-1,1.01]
[0.37,820,0.11,36,26.6,74.25,0,-1,1.01]
[0.39,840,0.11,0.18,27.62,72.38,0,-1,0.97]
[0.39,840,0.11,0.27,27.19,72.819999999999993,0,-1,0.99]
[0.39,840,0.11,0.36,27,73.010000000000005,0,-1,0.99]
[0.39,840,0.11,0.45,26.9,73.11,0,-1,1]
[0.39,840,0.11,0.54,26.83,73.180000000000007,0,-1,1]
[0.39,840,0.11,0.63,26.79,73.22,0,-1,1]
[0.39,840,0.11,0.72,26.76,73.25,0,-1,1]
[0.39,840,0.11,1.08,26.69,73.319999999999993,0,-1,1]
[0.39,840,0.11,1.44,26.66,73.349999999999994,0,-1,1]
[0.39,840,0.11,1.8,26.65,73.38,0,-1,1]
[0.39,840,0.11,3.6,26.62,73.42,0,-1,1.01]
[0.39,840,0.11,7.2,26.61,73.489999999999995,0,-1,1.01]
[0.39,840,0.11,10.8,26.61,73.58,0,-1,1.01]
[0.39,840,0.11,14.4,26.61,73.7,0,-1,1.01]
[0.39,840,0.11,18,26.61,73.87,0,-1,1.01]
[0.39,840,0.11,27,26.6,74.06,0,-1,1.01]
[0.39,840,0.11,36,26.6,74.25,0,-1,1.01]
[0.41,860,0.11,0.18,27.63,72.37,0,-1,0.97]
[0.41,860,0.11,0.27,27.19,72.819999999999993,0,-1,0.99]
[0.41,860,0.11,0.36,27,73,0,-1,0.99]
[0.41,860,0.11,0.45,26.9,73.11,0,-1,1]
[0.41,860,0.11,0.54,26.83,73.180000000000007,0,-1,1]
[0.41,860,0.11,0.63,26.79,73.22,0,-1,1]
[0.41,860,0.11,0.72,26.76,73.25,0,-1,1]
[0.41,860,0.11,1.08,26.69,73.319999999999993,0,-1,1]
[0.41,860,0.11,1.44,26.66,73.349999999999994,0,-1,1]
[0.41,860,0.11,1.8,26.65,73.37,0,-1,1]
[0.41,860,0.11,3.6,26.62,73.42,0,-1,1.01]
[0.41,860,0.11,7.2,26.61,73.489999999999995,0,-1,1.01]
[0.41,860,0.11,10.8,26.61,73.58,0,-1,1.01]
[0.41,860,0.11,14.4,26.61,73.7,0,-1,1.01]
[0.41,860,0.11,18,26.61,73.87,0,-1,1.01]
[0.41,860,0.11,27,26.6,74.06,0,-1,1.01]
[0.41,860,0.11,36,26.6,74.25,0,-1,1.01]
[0.42,880,0.11,0.18,27.64,72.37,0,-1,0.97]
[0.42,880,0.11,0.27,27.2,72.81,0,-1,0.99]
[0.42,880,0.11,0.36,27.01,73,0,-1,0.99]
[0.42,880,0.11,0.45,26.9,73.11,0,-1,1]
[0.42,880,0.11,0.54,26.84,73.17,0,-1,1]
[0.42,880,0.11,0.63,26.79,73.22,0,-1,1]
[0.42,880,0.11,0.72,26.76,73.25,0,-1,1]
[0.42,880,0.11,1.08,26.69,73.319999999999993,0,-1,1]
[0.42,880,0.11,1.44,26.66,73.349999999999994,0,-1,1]
[0.42,880,0.11,1.8,26.65,73.37,0,-1,1]
[0.42,880,0.11,3.6,26.62,73.42,0,-1,1.01]
[0.42,880,0.11,7.2,26.61,73.489999999999995,0,-1,1.01]
[0.42,880,0.11,10.8,26.61,73.58,0,-1,1.01]
[0.42,880,0.11,14.4,26.61,73.7,0,-1,1.01]
[0.42,880,0.11,18,26.61,73.87,0,-1,1.01]
[0.42,880,0.11,27,26.6,74.06,0,-1,1.01]
[0.42,880,0.11,36,26.6,74.25,0,-1,1.01]
[0.43,900,0.11,0.18,27.65,72.36,0,-1,0.97]
[0.43,900,0.11,0.27,27.2,72.81,0,-1,0.99]
[0.43,900,0.11,0.36,27.01,73,0,-1,0.99]
[0.43,900,0.11,0.45,26.9,73.11,0,-1,1]
[0.43,900,0.11,0.54,26.84,73.17,0,-1,1]
[0.43,900,0.11,0.63,26.79,73.22,0,-1,1]
[0.43,900,0.11,0.72,26.76,73.25,0,-1,1]
[0.43,900,0.11,1.08,26.7,73.319999999999993,0,-1,1]
[0.43,900,0.11,1.44,26.66,73.349999999999994,0,-1,1]
[0.43,900,0.11,1.8,26.65,73.37,0,-1,1]
[0.43,900,0.11,3.6,26.62,73.42,0,-1,1]
[0.43,900,0.11,7.2,26.61,73.489999999999995,0,-1,1.01]
[0.43,900,0.11,10.8,26.61,73.58,0,-1,1.01]
[0.43,900,0.11,14.4,26.61,73.7,0,-1,1.01]
[0.43,900,0.11,18,26.61,73.87,0,-1,1.01]
[0.43,900,0.11,27,26.6,74.06,0,-1,1.01]
[0.43,900,0.11,36,26.6,74.25,0,-1,1.01]
[0.44,920,0.11,0.18,27.66,72.349999999999994,0,-1,0.97]
[0.44,920,0.11,0.27,27.21,72.8,0,-1,0.99]
[0.44,920,0.11,0.36,27.01,72.989999999999995,0,-1,0.99]
[0.44,920,0.11,0.45,26.91,73.099999999999994,0,-1,1]
[0.44,920,0.11,0.54,26.84,73.17,0,-1,1]
[0.44,920,0.11,0.63,26.8,73.209999999999994,0,-1,1]
[0.44,920,0.11,0.72,26.76,73.25,0,-1,1]
[0.44,920,0.11,1.08,26.7,73.319999999999993,0,-1,1]
[0.44,920,0.11,1.44,26.67,73.349999999999994,0,-1,1]
[0.44,920,0.11,1.8,26.65,73.37,0,-1,1]
[0.44,920,0.11,3.6,26.62,73.42,0,-1,1]
[0.44,920,0.11,7.2,26.61,73.489999999999995,0,-1,1.01]
[0.44,920,0.11,10.8,26.61,73.58,0,-1,1.01]
[0.44,920,0.11,14.4,26.61,73.7,0,-1,1.01]
[0.44,920,0.11,18,26.61,73.87,0,-1,1.01]
[0.44,920,0.11,27,26.6,74.06,0,-1,1.01]
[0.44,920,0.11,36,26.6,74.25,0,-1,1.01]
[0.45,940,0.11,0.18,27.66,72.349999999999994,0,-1,0.97]
[0.45,940,0.11,0.27,27.21,72.8,0,-1,0.99]
[0.45,940,0.11,0.36,27.01,72.989999999999995,0,-1,0.99]
[0.45,940,0.11,0.45,26.91,73.099999999999994,0,-1,1]
[0.45,940,0.11,0.54,26.84,73.17,0,-1,1]
[0.45,940,0.11,0.63,26.8,73.209999999999994,0,-1,1]
[0.45,940,0.11,0.72,26.77,73.25,0,-1,1]
[0.45,940,0.11,1.08,26.7,73.319999999999993,0,-1,1]
[0.45,940,0.11,1.44,26.67,73.349999999999994,0,-1,1]
[0.45,940,0.11,1.8,26.65,73.37,0,-1,1]
[0.45,940,0.11,3.6,26.62,73.42,0,-1,1]
[0.45,940,0.11,7.2,26.61,73.489999999999995,0,-1,1]
[0.45,940,0.11,10.8,26.61,73.58,0,-1,1]
[0.45,940,0.11,14.4,26.61,73.7,0,-1,1]
[0.45,940,0.11,18,26.61,73.87,0,-1,1]
[0.45,940,0.11,27,26.6,74.06,0,-1,1]
[0.45,940,0.11,36,26.6,74.25,0,-1,1.01]
[0.46,960,0.11,0.18,27.66,72.34,0,-1,0.97]
[0.46,960,0.11,0.27,27.21,72.8,0,-1,0.99]
[0.46,960,0.11,0.36,27.02,72.989999999999995,0,-1,0.99]
[0.46,960,0.11,0.45,26.91,73.099999999999994,0,-1,1]
[0.46,960,0.11,0.54,26.84,73.17,0,-1,1]
[0.46,960,0.11,0.63,26.8,73.209999999999994,0,-1,1]
[0.46,960,0.11,0.72,26.77,73.239999999999995,0,-1,1]
[0.46,960,0.11,1.08,26.7,73.319999999999993,0,-1,1]
[0.46,960,0.11,1.44,26.67,73.349999999999994,0,-1,1]
[0.46,960,0.11,1.8,26.65,73.37,0,-1,1]
[0.46,960,0.11,3.6,26.62,73.42,0,-1,1]
[0.46,960,0.11,7.2,26.61,73.489999999999995,0,-1,1]
[0.46,960,0.11,10.8,26.61,73.58,0,-1,1]
[0.46,960,0.11,14.4,26.61,73.7,0,-1,1]
[0.46,960,0.11,18,26.61,73.87,0,-1,1]
[0.46,960,0.11,27,26.6,74.06,0,-1,1]
[0.46,960,0.11,36,26.6,74.25,0,-1,1]
[0.48,980,0.11,0.18,27.68,72.33,0,-1,0.97]
[0.48,980,0.11,0.27,27.22,72.790000000000006,0,-1,0.99]
[0.48,980,0.11,0.36,27.02,72.98,0,-1,0.99]
[0.48,980,0.11,0.45,26.91,73.099999999999994,0,-1,1]
[0.48,980,0.11,0.54,26.85,73.16,0,-1,1]
[0.48,980,0.11,0.63,26.8,73.209999999999994,0,-1,1]
[0.48,980,0.11,0.72,26.77,73.239999999999995,0,-1,1]
[0.48,980,0.11,1.08,26.7,73.319999999999993,0,-1,1]
[0.48,980,0.11,1.44,26.67,73.349999999999994,0,-1,1]
[0.48,980,0.11,1.8,26.65,73.37,0,-1,1]
[0.48,980,0.11,3.6,26.62,73.42,0,-1,1]
[0.48,980,0.11,7.2,26.61,73.489999999999995,0,-1,1]
[0.48,980,0.11,10.8,26.61,73.58,0,-1,1]
[0.48,980,0.11,14.4,26.61,73.7,0,-1,1]
[0.48,980,0.11,18,26.61,73.87,0,-1,1]
[0.48,980,0.11,27,26.6,74.06,0,-1,1]
[0.48,980,0.11,36,26.6,74.25,0,-1,1]
[0.49,1000,0.11,0.18,27.68,72.33,0,-1,0.97]
[0.49,1000,0.11,0.27,27.22,72.790000000000006,0,-1,0.99]
[0.49,1000,0.11,0.36,27.02,72.98,0,-1,0.99]
[0.49,1000,0.11,0.45,26.91,73.099999999999994,0,-1,1]
[0.49,1000,0.11,0.54,26.85,73.16,0,-1,1]
[0.49,1000,0.11,0.63,26.8,73.209999999999994,0,-1,1]
[0.49,1000,0.11,0.72,26.77,73.239999999999995,0,-1,1]
[0.49,1000,0.11,1.08,26.7,73.319999999999993,0,-1,1]
[0.49,1000,0.11,1.44,26.67,73.349999999999994,0,-1,1]
[0.49,1000,0.11,1.8,26.65,73.37,0,-1,1]
[0.49,1000,0.11,3.6,26.62,73.42,0,-1,1]
[0.49,1000,0.11,7.2,26.61,73.489999999999995,0,-1,1]
[0.49,1000,0.11,10.8,26.61,73.58,0,-1,1]
[0.49,1000,0.11,14.4,26.61,73.7,0,-1,1]
[0.49,1000,0.11,18,26.61,73.87,0,-1,1]
[0.49,1000,0.11,27,26.6,74.06,0,-1,1]
[0.49,1000,0.11,36,26.6,74.25,0,-1,1]
[0.51,1020,0.11,0.18,27.69,72.319999999999993,0,-1,0.97]
[0.51,1020,0.11,0.27,27.23,72.78,0,-1,0.99]
[0.51,1020,0.11,0.36,27.03,72.98,0,-1,0.99]
[0.51,1020,0.11,0.45,26.92,73.09,0,-1,1]
[0.51,1020,0.11,0.54,26.85,73.16,0,-1,1]
[0.51,1020,0.11,0.63,26.8,73.209999999999994,0,-1,1]
[0.51,1020,0.11,0.72,26.77,73.239999999999995,0,-1,1]
[0.51,1020,0.11,1.08,26.7,73.31,0,-1,1]
[0.51,1020,0.11,1.44,26.67,73.349999999999994,0,-1,1]
[0.51,1020,0.11,1.8,26.65,73.37,0,-1,1]
[0.51,1020,0.11,3.6,26.62,73.42,0,-1,1]
[0.51,1020,0.11,7.2,26.61,73.489999999999995,0,-1,1]
[0.51,1020,0.11,10.8,26.61,73.58,0,-1,1]
[0.51,1020,0.11,14.4,26.61,73.7,0,-1,1]
[0.51,1020,0.11,18,26.61,73.87,0,-1,1]
[0.51,1020,0.11,27,26.6,74.06,0,-1,1]
[0.51,1020,0.11,36,26.6,74.25,0,-1,1]
[0.53,1040,0.11,0.18,27.7,72.31,0,-1,0.97]
[0.53,1040,0.11,0.27,27.23,72.78,0,-1,0.99]
[0.53,1040,0.11,0.36,27.03,72.98,0,-1,0.99]
[0.53,1040,0.11,0.45,26.92,73.09,0,-1,1]
[0.53,1040,0.11,0.54,26.85,73.16,0,-1,1]
[0.53,1040,0.11,0.63,26.81,73.2,0,-1,1]
[0.53,1040,0.11,0.72,26.77,73.239999999999995,0,-1,1]
[0.53,1040,0.11,1.08,26.7,73.31,0,-1,1]
[0.53,1040,0.11,1.44,26.67,73.349999999999994,0,-1,1]
[0.53,1040,0.11,1.8,26.65,73.37,0,-1,1]
[0.53,1040,0.11,3.6,26.62,73.42,0,-1,1]
[0.53,1040,0.11,7.2,26.61,73.489999999999995,0,-1,1]
[0.53,1040,0.11,10.8,26.61,73.58,0,-1,1]
[0.53,1040,0.11,14.4,26.61,73.7,0,-1,1]
[0.53,1040,0.11,18,26.61,73.87,0,-1,1]
[0.53,1040,0.11,27,26.6,74.06,0,-1,1]
[0.53,1040,0.11,36,26.6,74.25,0,-1,1]
[0.54,1060,0.11,0.18,27.71,72.3,0,-1,0.97]
[0.54,1060,0.11,0.27,27.24,72.77,0,-1,0.99]
[0.54,1060,0.11,0.36,27.04,72.97,0,-1,0.99]
[0.54,1060,0.11,0.45,26.92,73.09,0,-1,1]
[0.54,1060,0.11,0.54,26.85,73.16,0,-1,1]
[0.54,1060,0.11,0.63,26.81,73.2,0,-1,1]
[0.54,1060,0.11,0.72,26.77,73.239999999999995,0,-1,1]
[0.54,1060,0.11,1.08,26.7,73.31,0,-1,1]
[0.54,1060,0.11,1.44,26.67,73.349999999999994,0,-1,1]
[0.54,1060,0.11,1.8,26.65,73.37,0,-1,1]
[0.54,1060,0.11,3.6,26.62,73.42,0,-1,1]
[0.54,1060,0.11,7.2,26.61,73.489999999999995,0,-1,1]
[0.54,1060,0.11,10.8,26.61,73.58,0,-1,1]
[0.54,1060,0.11,14.4,26.61,73.7,0,-1,1]
[0.54,1060,0.11,18,26.61,73.87,0,-1,1]
[0.54,1060,0.11,27,26.6,74.06,0,-1,1]
[0.54,1060,0.11,36,26.6,74.25,0,-1,1]
[0.55000000000000004,1080,0.11,0.18,27.71,72.290000000000006,0,-1,0.98]
[0.55000000000000004,1080,0.11,0.27,27.24,72.77,0,-1,0.99]
[0.55000000000000004,1080,0.11,0.36,27.04,72.97,0,-1,0.99]
[0.55000000000000004,1080,0.11,0.45,26.92,73.08,0,-1,1]
[0.55000000000000004,1080,0.11,0.54,26.85,73.16,0,-1,1]
[0.55000000000000004,1080,0.11,0.63,26.81,73.2,0,-1,1]
[0.55000000000000004,1080,0.11,0.72,26.77,73.239999999999995,0,-1,1]
[0.55000000000000004,1080,0.11,1.08,26.7,73.31,0,-1,1]
[0.55000000000000004,1080,0.11,1.44,26.67,73.349999999999994,0,-1,1]
[0.55000000000000004,1080,0.11,1.8,26.65,73.37,0,-1,1]
[0.55000000000000004,1080,0.11,3.6,26.62,73.42,0,-1,1]
[0.55000000000000004,1080,0.11,7.2,26.61,73.489999999999995,0,-1,1]
[0.55000000000000004,1080,0.11,10.8,26.61,73.58,0,-1,1]
[0.55000000000000004,1080,0.11,14.4,26.61,73.7,0,-1,1]
[0.55000000000000004,1080,0.11,18,26.61,73.87,0,-1,1]
[0.55000000000000004,1080,0.11,27,26.6,74.06,0,-1,1]
[0.55000000000000004,1080,0.11,36,26.6,74.25,0,-1,1]
[0.56999999999999995,1100,0.11,0.18,27.72,72.290000000000006,0,-1,0.98]
[0.56999999999999995,1100,0.11,0.27,27.24,72.760000000000005,0,-1,0.99]
[0.56999999999999995,1100,0.11,0.36,27.04,72.97,0,-1,0.99]
[0.56999999999999995,1100,0.11,0.45,26.93,73.08,0,-1,1]
[0.56999999999999995,1100,0.11,0.54,26.86,73.150000000000006,0,-1,1]
[0.56999999999999995,1100,0.11,0.63,26.81,73.2,0,-1,1]
[0.56999999999999995,1100,0.11,0.72,26.78,73.239999999999995,0,-1,1]
[0.56999999999999995,1100,0.11,1.08,26.7,73.31,0,-1,1]
[0.56999999999999995,1100,0.11,1.44,26.67,73.349999999999994,0,-1,1]
[0.56999999999999995,1100,0.11,1.8,26.65,73.37,0,-1,1]
[0.56999999999999995,1100,0.11,3.6,26.62,73.42,0,-1,1]
[0.56999999999999995,1100,0.11,7.2,26.61,73.489999999999995,0,-1,1]
[0.56999999999999995,1100,0.11,10.8,26.61,73.58,0,-1,1]
[0.56999999999999995,1100,0.11,14.4,26.61,73.7,0,-1,1]
[0.56999999999999995,1100,0.11,18,26.61,73.87,0,-1,1]
[0.56999999999999995,1100,0.11,27,26.6,74.06,0,-1,1]
[0.56999999999999995,1100,0.11,36,26.6,74.25,0,-1,1]
[0.57999999999999996,1120,0.11,0.18,27.73,72.28,0,-1,0.98]
[0.57999999999999996,1120,0.11,0.27,27.25,72.760000000000005,0,-1,0.99]
[0.57999999999999996,1120,0.11,0.36,27.04,72.959999999999994,0,-1,0.99]
[0.57999999999999996,1120,0.11,0.45,26.93,73.08,0,-1,1]
[0.57999999999999996,1120,0.11,0.54,26.86,73.150000000000006,0,-1,1]
[0.57999999999999996,1120,0.11,0.63,26.81,73.2,0,-1,1]
[0.57999999999999996,1120,0.11,0.72,26.78,73.23,0,-1,1]
[0.57999999999999996,1120,0.11,1.08,26.7,73.31,0,-1,1]
[0.57999999999999996,1120,0.11,1.44,26.67,73.349999999999994,0,-1,1]
[0.57999999999999996,1120,0.11,1.8,26.65,73.37,0,-1,1]
[0.57999999999999996,1120,0.11,3.6,26.62,73.42,0,-1,1]
[0.57999999999999996,1120,0.11,7.2,26.61,73.489999999999995,0,-1,1]
[0.57999999999999996,1120,0.11,10.8,26.61,73.58,0,-1,1]
[0.57999999999999996,1120,0.11,14.4,26.61,73.7,0,-1,1]
[0.57999999999999996,1120,0.11,18,26.61,73.87,0,-1,1]
[0.57999999999999996,1120,0.11,27,26.6,74.06,0,-1,1]
[0.57999999999999996,1120,0.11,36,26.6,74.25,0,-1,1]
[0.6,1140,0.11,0.18,27.73,72.27,0,-1,0.98]
[0.6,1140,0.11,0.27,27.25,72.75,0,-1,0.99]
[0.6,1140,0.11,0.36,27.05,72.959999999999994,0,-1,1]
[0.6,1140,0.11,0.45,26.93,73.08,0,-1,1]
[0.6,1140,0.11,0.54,26.86,73.150000000000006,0,-1,1]
[0.6,1140,0.11,0.63,26.81,73.2,0,-1,1]
[0.6,1140,0.11,0.72,26.78,73.23,0,-1,1]
[0.6,1140,0.11,1.08,26.7,73.31,0,-1,1]
[0.6,1140,0.11,1.44,26.67,73.349999999999994,0,-1,1]
[0.6,1140,0.11,1.8,26.65,73.37,0,-1,1]
[0.6,1140,0.11,3.6,26.62,73.42,0,-1,1]
[0.6,1140,0.11,7.2,26.61,73.489999999999995,0,-1,1]
[0.6,1140,0.11,10.8,26.61,73.58,0,-1,1]
[0.6,1140,0.11,14.4,26.61,73.7,0,-1,1]
[0.6,1140,0.11,18,26.61,73.87,0,-1,1]
[0.6,1140,0.11,27,26.6,74.06,0,-1,1]
[0.6,1140,0.11,36,26.6,74.25,0,-1,1]
[0.61,1160,0.11,0.18,27.74,72.27,0,-1,0.98]
[0.61,1160,0.11,0.27,27.26,72.75,0,-1,0.99]
[0.61,1160,0.11,0.36,27.05,72.959999999999994,0,-1,1]
[0.61,1160,0.11,0.45,26.93,73.08,0,-1,1]
[0.61,1160,0.11,0.54,26.86,73.150000000000006,0,-1,1]
[0.61,1160,0.11,0.63,26.81,73.2,0,-1,1]
[0.61,1160,0.11,0.72,26.78,73.23,0,-1,1]
[0.61,1160,0.11,1.08,26.7,73.31,0,-1,1]
[0.61,1160,0.11,1.44,26.67,73.349999999999994,0,-1,1]
[0.61,1160,0.11,1.8,26.65,73.37,0,-1,1]
[0.61,1160,0.11,3.6,26.62,73.42,0,-1,1]
[0.61,1160,0.11,7.2,26.61,73.489999999999995,0,-1,1]
[0.61,1160,0.11,10.8,26.61,73.569999999999993,0,-1,1]
[0.61,1160,0.11,14.4,26.61,73.7,0,-1,1]
[0.61,1160,0.11,18,26.61,73.87,0,-1,1]
[0.61,1160,0.11,27,26.6,74.06,0,-1,1]
[0.61,1160,0.11,36,26.6,74.25,0,-1,1]
[0.63,1180,0.11,0.18,27.75,72.260000000000005,0,-1,0.98]
[0.63,1180,0.11,0.27,27.26,72.75,0,-1,0.99]
[0.63,1180,0.11,0.36,27.05,72.95,0,-1,1]
[0.63,1180,0.11,0.45,26.93,73.069999999999993,0,-1,1]
[0.63,1180,0.11,0.54,26.86,73.150000000000006,0,-1,1]
[0.63,1180,0.11,0.63,26.82,73.19,0,-1,1]
[0.63,1180,0.11,0.72,26.78,73.23,0,-1,1]
[0.63,1180,0.11,1.08,26.71,73.31,0,-1,1]
[0.63,1180,0.11,1.44,26.67,73.349999999999994,0,-1,1]
[0.63,1180,0.11,1.8,26.65,73.37,0,-1,1]
[0.63,1180,0.11,3.6,26.62,73.42,0,-1,1]
[0.63,1180,0.11,7.2,26.61,73.489999999999995,0,-1,1]
[0.63,1180,0.11,10.8,26.61,73.569999999999993,0,-1,1]
[0.63,1180,0.11,14.4,26.61,73.7,0,-1,1]
[0.63,1180,0.11,18,26.61,73.87,0,-1,1]
[0.63,1180,0.11,27,26.6,74.06,0,-1,1]
[0.63,1180,0.11,36,26.6,74.25,0,-1,1]
[0.64,1200,0.11,0.18,27.75,72.25,0,-1,0.98]
[0.64,1200,0.11,0.27,27.27,72.739999999999995,0,-1,0.99]
[0.64,1200,0.11,0.36,27.06,72.95,0,-1,1]
[0.64,1200,0.11,0.45,26.94,73.069999999999993,0,-1,1]
[0.64,1200,0.11,0.54,26.86,73.14,0,-1,1]
[0.64,1200,0.11,0.63,26.82,73.19,0,-1,1]
[0.64,1200,0.11,0.72,26.78,73.23,0,-1,1]
[0.64,1200,0.11,1.08,26.71,73.31,0,-1,1]
[0.64,1200,0.11,1.44,26.67,73.34,0,-1,1]
[0.64,1200,0.11,1.8,26.65,73.37,0,-1,1]
[0.64,1200,0.11,3.6,26.62,73.42,0,-1,1]
[0.64,1200,0.11,7.2,26.61,73.489999999999995,0,-1,1]
[0.64,1200,0.11,10.8,26.61,73.569999999999993,0,-1,1]
[0.64,1200,0.11,14.4,26.61,73.7,0,-1,1]
[0.64,1200,0.11,18,26.61,73.87,0,-1,1]
[0.64,1200,0.11,27,26.6,74.06,0,-1,1]
[0.64,1200,0.11,36,26.6,74.25,0,-1,1]
[0.66,1220,0.11,0.18,27.76,72.25,0,-1,0.98]
[0.66,1220,0.11,0.27,27.27,72.739999999999995,0,-1,0.99]
[0.66,1220,0.11,0.36,27.06,72.95,0,-1,1]
[0.66,1220,0.11,0.45,26.94,73.069999999999993,0,-1,1]
[0.66,1220,0.11,0.54,26.87,73.14,0,-1,1]
[0.66,1220,0.11,0.63,26.82,73.19,0,-1,1]
[0.66,1220,0.11,0.72,26.78,73.23,0,-1,1]
[0.66,1220,0.11,1.08,26.71,73.31,0,-1,1]
[0.66,1220,0.11,1.44,26.67,73.34,0,-1,1]
[0.66,1220,0.11,1.8,26.65,73.37,0,-1,1]
[0.66,1220,0.11,3.6,26.62,73.42,0,-1,1]
[0.66,1220,0.11,7.2,26.61,73.489999999999995,0,-1,1]
[0.66,1220,0.11,10.8,26.61,73.569999999999993,0,-1,1]
[0.66,1220,0.11,14.4,26.61,73.7,0,-1,1]
[0.66,1220,0.11,18,26.61,73.87,0,-1,1]
[0.66,1220,0.11,27,26.6,74.06,0,-1,1]
[0.66,1220,0.11,36,26.6,74.25,0,-1,1]
[0.67,1240,0.11,0.18,27.77,72.239999999999995,0,-1,0.98]
[0.67,1240,0.11,0.27,27.27,72.73,0,-1,0.99]
[0.67,1240,0.11,0.36,27.06,72.95,0,-1,1]
[0.67,1240,0.11,0.45,26.94,73.069999999999993,0,-1,1]
[0.67,1240,0.11,0.54,26.87,73.14,0,-1,1]
[0.67,1240,0.11,0.63,26.82,73.19,0,-1,1]
[0.67,1240,0.11,0.72,26.78,73.23,0,-1,1]
[0.67,1240,0.11,1.08,26.71,73.31,0,-1,1]
[0.67,1240,0.11,1.44,26.67,73.34,0,-1,1]
[0.67,1240,0.11,1.8,26.65,73.37,0,-1,1]
[0.67,1240,0.11,3.6,26.62,73.42,0,-1,1]
[0.67,1240,0.11,7.2,26.61,73.489999999999995,0,-1,1]
[0.67,1240,0.11,10.8,26.61,73.569999999999993,0,-1,1]
[0.67,1240,0.11,14.4,26.61,73.7,0,-1,1]
[0.67,1240,0.11,18,26.61,73.87,0,-1,1]
[0.67,1240,0.11,27,26.6,74.06,0,-1,1]
[0.67,1240,0.11,36,26.6,74.25,0,-1,1]
[0.69,1260,0.11,0.18,27.78,72.23,0,-1,0.98]
[0.69,1260,0.11,0.27,27.28,72.73,0,-1,0.99]
[0.69,1260,0.11,0.36,27.06,72.94,0,-1,1]
[0.69,1260,0.11,0.45,26.94,73.06,0,-1,1]
[0.69,1260,0.11,0.54,26.87,73.14,0,-1,1]
[0.69,1260,0.11,0.63,26.82,73.19,0,-1,1]
[0.69,1260,0.11,0.72,26.79,73.23,0,-1,1]
[0.69,1260,0.11,1.08,26.71,73.31,0,-1,1]
[0.69,1260,0.11,1.44,26.67,73.34,0,-1,1]
[0.69,1260,0.11,1.8,26.65,73.37,0,-1,1]
[0.69,1260,0.11,3.6,26.62,73.42,0,-1,1]
[0.69,1260,0.11,7.2,26.61,73.489999999999995,0,-1,1]
[0.69,1260,0.11,10.8,26.61,73.569999999999993,0,-1,1]
[0.69,1260,0.11,14.4,26.61,73.7,0,-1,1]
[0.69,1260,0.11,18,26.61,73.87,0,-1,1]
[0.69,1260,0.11,27,26.6,74.06,0,-1,1]
[0.69,1260,0.11,36,26.6,74.25,0,-1,1]
[0.69,1280,0.11,0.18,27.78,72.23,0,-1,0.98]
[0.69,1280,0.11,0.27,27.28,72.73,0,-1,0.99]
[0.69,1280,0.11,0.36,27.06,72.94,0,-1,1]
[0.69,1280,0.11,0.45,26.94,73.06,0,-1,1]
[0.69,1280,0.11,0.54,26.87,73.14,0,-1,1]
[0.69,1280,0.11,0.63,26.82,73.19,0,-1,1]
[0.69,1280,0.11,0.72,26.79,73.23,0,-1,1]
[0.69,1280,0.11,1.08,26.71,73.31,0,-1,1]
[0.69,1280,0.11,1.44,26.67,73.34,0,-1,1]
[0.69,1280,0.11,1.8,26.65,73.37,0,-1,1]
[0.69,1280,0.11,3.6,26.62,73.42,0,-1,1]
[0.69,1280,0.11,7.2,26.61,73.489999999999995,0,-1,1]
[0.69,1280,0.11,10.8,26.61,73.569999999999993,0,-1,1]
[0.69,1280,0.11,14.4,26.61,73.7,0,-1,1]
[0.69,1280,0.11,18,26.61,73.87,0,-1,1]
[0.69,1280,0.11,27,26.6,74.06,0,-1,1]
[0.69,1280,0.11,36,26.6,74.25,0,-1,1]
[0.72,1300,0.11,0.18,27.79,72.22,0,-1,0.98]
[0.72,1300,0.11,0.27,27.29,72.72,0,-1,0.99]
[0.72,1300,0.11,0.36,27.07,72.94,0,-1,1]
[0.72,1300,0.11,0.45,26.95,73.06,0,-1,1]
[0.72,1300,0.11,0.54,26.87,73.14,0,-1,1]
[0.72,1300,0.11,0.63,26.82,73.19,0,-1,1]
[0.72,1300,0.11,0.72,26.79,73.22,0,-1,1]
[0.72,1300,0.11,1.08,26.71,73.3,0,-1,1]
[0.72,1300,0.11,1.44,26.67,73.34,0,-1,1]
[0.72,1300,0.11,1.8,26.65,73.37,0,-1,1]
[0.72,1300,0.11,3.6,26.62,73.42,0,-1,1]
[0.72,1300,0.11,7.2,26.61,73.489999999999995,0,-1,1]
[0.72,1300,0.11,10.8,26.61,73.569999999999993,0,-1,1]
[0.72,1300,0.11,14.4,26.61,73.7,0,-1,1]
[0.72,1300,0.11,18,26.61,73.87,0,-1,1]
[0.72,1300,0.11,27,26.6,74.06,0,-1,1]
[0.72,1300,0.11,36,26.6,74.25,0,-1,1]
[0.74,1320,0.11,0.18,27.8,72.209999999999994,0,-1,0.98]
[0.74,1320,0.11,0.27,27.29,72.72,0,-1,0.99]
[0.74,1320,0.11,0.36,27.07,72.930000000000007,0,-1,1]
[0.74,1320,0.11,0.45,26.95,73.06,0,-1,1]
[0.74,1320,0.11,0.54,26.87,73.13,0,-1,1]
[0.74,1320,0.11,0.63,26.83,73.180000000000007,0,-1,1]
[0.74,1320,0.11,0.72,26.79,73.22,0,-1,1]
[0.74,1320,0.11,1.08,26.71,73.3,0,-1,1]
[0.74,1320,0.11,1.44,26.67,73.34,0,-1,1]
[0.74,1320,0.11,1.8,26.65,73.37,0,-1,1]
[0.74,1320,0.11,3.6,26.62,73.42,0,-1,1]
[0.74,1320,0.11,7.2,26.61,73.489999999999995,0,-1,1]
[0.74,1320,0.11,10.8,26.61,73.569999999999993,0,-1,1]
[0.74,1320,0.11,14.4,26.61,73.7,0,-1,1]
[0.74,1320,0.11,18,26.61,73.87,0,-1,1]
[0.74,1320,0.11,27,26.6,74.06,0,-1,1]
[0.74,1320,0.11,36,26.6,74.25,0,-1,1]
[0.76,1340,0.11,0.18,27.8,72.209999999999994,0,-1,0.98]
[0.76,1340,0.11,0.27,27.29,72.709999999999994,0,-1,0.99]
[0.76,1340,0.11,0.36,27.08,72.930000000000007,0,-1,1]
[0.76,1340,0.11,0.45,26.95,73.06,0,-1,1]
[0.76,1340,0.11,0.54,26.88,73.13,0,-1,1]
[0.76,1340,0.11,0.63,26.83,73.180000000000007,0,-1,1]
[0.76,1340,0.11,0.72,26.79,73.22,0,-1,1]
[0.76,1340,0.11,1.08,26.71,73.3,0,-1,1]
[0.76,1340,0.11,1.44,26.68,73.34,0,-1,1]
[0.76,1340,0.11,1.8,26.66,73.37,0,-1,1]
[0.76,1340,0.11,3.6,26.62,73.42,0,-1,1]
[0.76,1340,0.11,7.2,26.61,73.489999999999995,0,-1,1]
[0.76,1340,0.11,10.8,26.61,73.569999999999993,0,-1,1]
[0.76,1340,0.11,14.4,26.61,73.7,0,-1,1]
[0.76,1340,0.11,18,26.61,73.87,0,-1,1]
[0.76,1340,0.11,27,26.6,74.06,0,-1,1]
[0.76,1340,0.11,36,26.6,74.25,0,-1,1]
[0.77,1360,0.11,0.18,27.81,72.2,0,-1,0.98]
[0.77,1360,0.11,0.27,27.3,72.709999999999994,0,-1,0.99]
[0.77,1360,0.11,0.36,27.08,72.930000000000007,0,-1,1]
[0.77,1360,0.11,0.45,26.95,73.05,0,-1,1]
[0.77,1360,0.11,0.54,26.88,73.13,0,-1,1]
[0.77,1360,0.11,0.63,26.83,73.180000000000007,0,-1,1]
[0.77,1360,0.11,0.72,26.79,73.22,0,-1,1]
[0.77,1360,0.11,1.08,26.71,73.3,0,-1,1]
[0.77,1360,0.11,1.44,26.68,73.34,0,-1,1]
[0.77,1360,0.11,1.8,26.66,73.37,0,-1,1]
[0.77,1360,0.11,3.6,26.62,73.42,0,-1,1]
[0.77,1360,0.11,7.2,26.61,73.489999999999995,0,-1,1]
[0.77,1360,0.11,10.8,26.61,73.569999999999993,0,-1,1]
[0.77,1360,0.11,14.4,26.61,73.7,0,-1,1]
[0.77,1360,0.11,18,26.61,73.87,0,-1,1]
[0.77,1360,0.11,27,26.6,74.06,0,-1,1]
[0.77,1360,0.11,36,26.6,74.25,0,-1,1]
[0.79,1380,0.11,0.18,27.82,72.19,0,-1,0.98]
[0.79,1380,0.11,0.27,27.3,72.709999999999994,0,-1,0.99]
[0.79,1380,0.11,0.36,27.08,72.930000000000007,0,-1,1]
[0.79,1380,0.11,0.45,26.96,73.05,0,-1,1]
[0.79,1380,0.11,0.54,26.88,73.13,0,-1,1]
[0.79,1380,0.11,0.63,26.83,73.180000000000007,0,-1,1]
[0.79,1380,0.11,0.72,26.79,73.22,0,-1,1]
[0.79,1380,0.11,1.08,26.71,73.3,0,-1,1]
[0.79,1380,0.11,1.44,26.68,73.34,0,-1,1]
[0.79,1380,0.11,1.8,26.66,73.37,0,-1,1]
[0.79,1380,0.11,3.6,26.62,73.42,0,-1,1]
[0.79,1380,0.11,7.2,26.61,73.489999999999995,0,-1,1]
[0.79,1380,0.11,10.8,26.61,73.569999999999993,0,-1,1]
[0.79,1380,0.11,14.4,26.61,73.7,0,-1,1]
[0.79,1380,0.11,18,26.61,73.87,0,-1,1]
[0.79,1380,0.11,27,26.6,74.06,0,-1,1]
[0.79,1380,0.11,36,26.6,74.25,0,-1,1]
[0.81,1400,0.11,0.18,27.82,72.19,0,-1,0.98]
[0.81,1400,0.11,0.27,27.31,72.7,0,-1,0.99]
[0.81,1400,0.11,0.36,27.08,72.92,0,-1,1]
[0.81,1400,0.11,0.45,26.96,73.05,0,-1,1]
[0.81,1400,0.11,0.54,26.88,73.13,0,-1,1]
[0.81,1400,0.11,0.63,26.83,73.180000000000007,0,-1,1]
[0.81,1400,0.11,0.72,26.79,73.22,0,-1,1]
[0.81,1400,0.11,1.08,26.71,73.3,0,-1,1]
[0.81,1400,0.11,1.44,26.68,73.34,0,-1,1]
[0.81,1400,0.11,1.8,26.66,73.37,0,-1,1]
[0.81,1400,0.11,3.6,26.62,73.42,0,-1,1]
[0.81,1400,0.11,7.2,26.61,73.489999999999995,0,-1,1]
[0.81,1400,0.11,10.8,26.61,73.569999999999993,0,-1,1]
[0.81,1400,0.11,14.4,26.61,73.7,0,-1,1]
[0.81,1400,0.11,18,26.61,73.87,0,-1,1]
[0.81,1400,0.11,27,26.6,74.06,0,-1,1]
[0.81,1400,0.11,36,26.6,74.25,0,-1,1]
[0.82,1420,0.11,0.18,27.83,72.180000000000007,0,-1,0.98]
[0.82,1420,0.11,0.27,27.31,72.7,0,-1,0.99]
[0.82,1420,0.11,0.36,27.09,72.92,0,-1,1]
[0.82,1420,0.11,0.45,26.96,73.05,0,-1,1]
[0.82,1420,0.11,0.54,26.88,73.13,0,-1,1]
[0.82,1420,0.11,0.63,26.83,73.180000000000007,0,-1,1]
[0.82,1420,0.11,0.72,26.79,73.22,0,-1,1]
[0.82,1420,0.11,1.08,26.71,73.3,0,-1,1]
[0.82,1420,0.11,1.44,26.68,73.34,0,-1,1]
[0.82,1420,0.11,1.8,26.66,73.37,0,-1,1]
[0.82,1420,0.11,3.6,26.62,73.42,0,-1,1]
[0.82,1420,0.11,7.2,26.61,73.489999999999995,0,-1,1]
[0.82,1420,0.11,10.8,26.61,73.569999999999993,0,-1,1]
[0.82,1420,0.11,14.4,26.61,73.7,0,-1,1]
[0.82,1420,0.11,18,26.61,73.87,0,-1,1]
[0.82,1420,0.11,27,26.6,74.06,0,-1,1]
[0.82,1420,0.11,36,26.6,74.25,0,-1,1]
[0.84,1440,0.11,0.18,27.83,72.17,0,-1,0.98]
[0.84,1440,0.11,0.27,27.31,72.69,0,-1,0.99]
[0.84,1440,0.11,0.36,27.09,72.92,0,-1,1]
[0.84,1440,0.11,0.45,26.96,73.05,0,-1,1]
[0.84,1440,0.11,0.54,26.88,73.12,0,-1,1]
[0.84,1440,0.11,0.63,26.83,73.180000000000007,0,-1,1]
[0.84,1440,0.11,0.72,26.8,73.22,0,-1,1]
[0.84,1440,0.11,1.08,26.71,73.3,0,-1,1]
[0.84,1440,0.11,1.44,26.68,73.34,0,-1,1]
[0.84,1440,0.11,1.8,26.66,73.36,0,-1,1]
[0.84,1440,0.11,3.6,26.62,73.42,0,-1,1]
[0.84,1440,0.11,7.2,26.61,73.489999999999995,0,-1,1]
[0.84,1440,0.11,10.8,26.61,73.569999999999993,0,-1,1]
[0.84,1440,0.11,14.4,26.61,73.7,0,-1,1]
[0.84,1440,0.11,18,26.61,73.87,0,-1,1]
[0.84,1440,0.11,27,26.6,74.06,0,-1,1]
[0.84,1440,0.11,36,26.6,74.25,0,-1,1]
[0.86,1460,0.11,0.18,27.84,72.17,0,-1,0.98]
[0.86,1460,0.11,0.27,27.32,72.69,0,-1,0.99]
[0.86,1460,0.11,0.36,27.09,72.92,0,-1,1]
[0.86,1460,0.11,0.45,26.96,73.040000000000006,0,-1,1]
[0.86,1460,0.11,0.54,26.89,73.12,0,-1,1]
[0.86,1460,0.11,0.63,26.83,73.180000000000007,0,-1,1]
[0.86,1460,0.11,0.72,26.8,73.209999999999994,0,-1,1]
[0.86,1460,0.11,1.08,26.72,73.3,0,-1,1]
[0.86,1460,0.11,1.44,26.68,73.34,0,-1,1]
[0.86,1460,0.11,1.8,26.66,73.36,0,-1,1]
[0.86,1460,0.11,3.6,26.62,73.42,0,-1,1]
[0.86,1460,0.11,7.2,26.61,73.489999999999995,0,-1,1]
[0.86,1460,0.11,10.8,26.61,73.569999999999993,0,-1,1]
[0.86,1460,0.11,14.4,26.61,73.7,0,-1,1]
[0.86,1460,0.11,18,26.61,73.87,0,-1,1]
[0.86,1460,0.11,27,26.6,74.06,0,-1,1]
[0.86,1460,0.11,36,26.6,74.25,0,-1,1]
[0.87,1480,0.11,0.18,27.85,72.16,0,-1,0.98]
[0.87,1480,0.11,0.27,27.32,72.69,0,-1,0.99]
[0.87,1480,0.11,0.36,27.1,72.91,0,-1,1]
[0.87,1480,0.11,0.45,26.97,73.040000000000006,0,-1,1]
[0.87,1480,0.11,0.54,26.89,73.12,0,-1,1]
[0.87,1480,0.11,0.63,26.84,73.17,0,-1,1]
[0.87,1480,0.11,0.72,26.8,73.209999999999994,0,-1,1]
[0.87,1480,0.11,1.08,26.72,73.3,0,-1,1]
[0.87,1480,0.11,1.44,26.68,73.34,0,-1,1]
[0.87,1480,0.11,1.8,26.66,73.36,0,-1,1]
[0.87,1480,0.11,3.6,26.62,73.42,0,-1,1]
[0.87,1480,0.11,7.2,26.61,73.489999999999995,0,-1,1]
[0.87,1480,0.11,10.8,26.61,73.569999999999993,0,-1,1]
[0.87,1480,0.11,14.4,26.61,73.7,0,-1,1]
[0.87,1480,0.11,18,26.61,73.87,0,-1,1]
[0.87,1480,0.11,27,26.6,74.06,0,-1,1]
[0.87,1480,0.11,36,26.6,74.25,0,-1,1]

{"sheet":"Green_Roof","index":15,"n_rows":12,"n_cols":6,"rows_kept":12,"cut":false,"hidden":true,"merged":[]}
["Thickness","Evaporated","Drained","Overflow","T_overflow","Available_Volume"]
[30,0.42,0.57999999999999996,0,3.153,1]
[35,0.44,0.56000000000000005,0,3.153,1]
[40,0.46,0.54,0,3.726,1]
[45,0.48,0.52,0,6.8310000000000004,1]
[50,0.49,0.51,0,10.247,1]
[55,0.5,0.5,0,8.1980000000000004,1]
[60,0.52,0.48,0,13.663,1]
[65,0.53,0.47,0,13.663,1]
[70,0.54,0.46,0,20.494,1]
[75,0.54,0.46,0,20.494,1]
[80,0.55000000000000004,0.45,0,20.494,1]